## 0 vs Int-14
DOE SNOPR (GTI Scenario 0)
TSL |  | National | North | Rest of Country | Residential Replacement | Residential Replacement - North | Residential Replacement - Rest of Country | Residential New | Residential New - North | Residential New - Rest of Country | Senior Only | Low-Income
1 | NWGF 90% | 23.21% | 12.52% | 27.96% | 23.98% | 10.95% | 29.18% | 23.48% | 18.02% | 26.5% | 25.28% | 20.82%
2 | NWGF 92% | 22.11% | 10.4% | 28.16% | 23.32% | 9.245% | 29.76% | 21.04% | 14.29% | 25.56% | 24.36% | 19.95%
3 | NWGF 95% | 18.51% | 6.934% | 26.34% | 20.49% | 6.353% | 28.71% | 15.5% | 8.806% | 21.61% | 19.08% | 17.26%
4 | NWGF 98% | 16.15% | 4.424% | 29.22% | 17.06% | 3.555% | 31.61% | 15.33% | 7.432% | 24.62% | 15.18% | 15.28%
Scenario Int-14
TSL |  | National | North | Rest of Country | Residential Replacement | Residential Replacement - North | Residential Replacement - Rest of Country | Residential New | Residential New - North | Residential New - Rest of Country | Senior Only | Low-Income
1 | NWGF 90% | 21.26% | 11.24% | 25.32% | 22.22% | 9.703% | 26.36% | 18.97% | 18.09% | 20.33% | 24.94% | 27.55%
2 | NWGF 92% | 22.92% | 9.721% | 29.86% | 24.22% | 9.059% | 30.41% | 20.26% | 12.23% | 32.38% | 25.93% | 26.86%
3 | NWGF 95% | 20.66% | 7.053% | 29.63% | 22.65% | 7.755% | 30.08% | 16.2% | 6.405% | 31.74% | 20.84% | 23.24%
4 | NWGF 98% | 17.46% | 4.516% | 31.84% | 17.42% | 4.026% | 32% | 20.35% | 7.339% | 35.11% | 15.39% | 20.08%

## 0.55 vs Int-14.55
DOE SNOPR (GTI Scenario 0.55)
TSL |  | National | North | Rest of Country | Residential Replacement | Residential Replacement - North | Residential Replacement - Rest of Country | Residential New | Residential New - North | Residential New - Rest of Country | Senior Only | Low-Income
1 | NWGF 90% | 18.35% | 12.31% | 21.9% | 20.85% | 11.01% | 26.23% | 14.32% | 16.88% | 12.61% | 19.16% | 15.61%
2 | NWGF 92% | 17.25% | 10.1% | 22.15% | 20.04% | 9.125% | 26.9% | 12.64% | 13.37% | 12.06% | 18.25% | 13.87%
3 | NWGF 95% | 18.35% | 6.599% | 20.77% | 20.85% | 6.119% | 25.63% | 14.32% | 8.193% | 10.73% | 14.49% | 12.35%
4 | NWGF 98% | 12.39% | 4.157% | 24.22% | 13.72% | 3.316% | 28.81% | 10.31% | 6.977% | 14.88% | 11.21% | 10.86%
Scenario Int-14.55
TSL |  | National | North | Rest of Country | Residential Replacement | Residential Replacement - North | Residential Replacement - Rest of Country | Residential New | Residential New - North | Residential New - Rest of Country | Senior Only | Low-Income
1 | NWGF 90% | 10.13% | 8.759% | 10.82% | 10% | 7.19% | 11.17% | 13.36% | 15.14% | 10.28% | 11.6% | 13.02%
2 | NWGF 92% | 11.93% | 7.68% | 14.73% | 12.44% | 6.871% | 15.27% | 11.45% | 10.25% | 13.76% | 13.23% | 12.55%
3 | NWGF 95% | 11.76% | 5.725% | 16.51% | 13.17% | 6.091% | 17.38% | 8.594% | 5.6% | 14.18% | 11.87% | 13.29%
4 | NWGF 98% | 10.56% | 3.746% | 19.63% | 10.56% | 3.224% | 20.16% | 12.27% | 6.573% | 19.97% | 9.177% | 12.56%

## Report Tables
Scenario | National | North | Rest of Country | Residential Replacement | Residential Replacement - North | Residential Replacement - Rest of Country | Residential New | Residential New - North | Residential New - Rest of Country | Senior Only | Low-Income
Percent of Impacted Buildings Switching - 90% TSL
DOE NOPR (GTI Scenario 0) | 23.21% | 12.52% | 27.96% | 23.98% | 10.95% | 29.18% | 23.48% | 18.02% | 26.5% | 25.28% | 20.82%
GTI Scenario Int-14 | 21.26% | 11.24% | 25.32% | 22.22% | 9.703% | 26.36% | 18.97% | 18.09% | 20.33% | 24.94% | 27.55%
Percent of Impacted Buildings Switching - 92% TSL
DOE NOPR (GTI Scenario 0) | 22.11% | 10.4% | 28.16% | 23.32% | 9.245% | 29.76% | 21.04% | 14.29% | 25.56% | 24.36% | 19.95%
GTI Scenario Int-14 | 22.92% | 9.721% | 29.86% | 24.22% | 9.059% | 30.41% | 20.26% | 12.23% | 32.38% | 25.93% | 26.86%
Percent of Impacted Buildings Switching - 95% TSL
DOE NOPR (GTI Scenario 0) | 18.51% | 6.934% | 26.34% | 20.49% | 6.353% | 28.71% | 15.5% | 8.806% | 21.61% | 19.08% | 17.26%
GTI Scenario Int-14 | 20.66% | 7.053% | 29.63% | 22.65% | 7.755% | 30.08% | 16.2% | 6.405% | 31.74% | 20.84% | 23.24%
Percent of Impacted Buildings Switching - 98% TSL
DOE NOPR (GTI Scenario 0) | 16.15% | 4.424% | 29.22% | 17.06% | 3.555% | 31.61% | 15.33% | 7.432% | 24.62% | 15.18% | 15.28%
GTI Scenario Int-14 | 17.46% | 4.516% | 31.84% | 17.42% | 4.026% | 32% | 20.35% | 7.339% | 35.11% | 15.39% | 20.08%
Scenario | National | North | Rest of Country | Residential Replacement | Residential Replacement - North | Residential Replacement - Rest of Country | Residential New | Residential New - North | Residential New - Rest of Country | Senior Only | Low-Income
Percent of Impacted Buildings Switching - 90% TSL
DOE SNOPR (GTI Scenario 0.55) | 18.35% | 12.31% | 21.9% | 20.85% | 11.01% | 26.23% | 14.32% | 16.88% | 12.61% | 19.16% | 15.61%
Scenario Int-14.55 | 10.13% | 8.759% | 10.82% | 10% | 7.19% | 11.17% | 13.36% | 15.14% | 10.28% | 11.6% | 13.02%
Percent of Impacted Buildings Switching - 92% TSL
DOE SNOPR (GTI Scenario 0.55) | 17.25% | 10.1% | 22.15% | 20.04% | 9.125% | 26.9% | 12.64% | 13.37% | 12.06% | 18.25% | 13.87%
Scenario Int-14.55 | 11.93% | 7.68% | 14.73% | 12.44% | 6.871% | 15.27% | 11.45% | 10.25% | 13.76% | 13.23% | 12.55%
Percent of Impacted Buildings Switching - 95% TSL
DOE SNOPR (GTI Scenario 0.55) | 18.35% | 6.599% | 20.77% | 20.85% | 6.119% | 25.63% | 14.32% | 8.193% | 10.73% | 14.49% | 12.35%
Scenario Int-14.55 | 11.76% | 5.725% | 16.51% | 13.17% | 6.091% | 17.38% | 8.594% | 5.6% | 14.18% | 11.87% | 13.29%
Percent of Impacted Buildings Switching - 98% TSL
DOE SNOPR (GTI Scenario 0.55) | 12.39% | 4.157% | 24.22% | 13.72% | 3.316% | 28.81% | 10.31% | 6.977% | 14.88% | 11.21% | 10.86%
Scenario Int-14.55 | 10.56% | 3.746% | 19.63% | 10.56% | 3.224% | 20.16% | 12.27% | 6.573% | 19.97% | 9.177% | 12.56%
Scenario | National | North | Rest of Country | Residential Replacement | Residential Replacement - North | Residential Replacement - Rest of Country | Residential New | Residential New - North | Residential New - Rest of Country | Senior Only | Low-Income
Percent of Impacted Buildings Switching - 90% TSL
DOE NOPR (GTI Scenario 0) | #REF! | #REF! | #REF! | #REF! | #REF! | #REF! | #REF! | #REF! | #REF! | #REF! | #REF!
Percent of Impacted Buildings Switching - 92% TSL
DOE NOPR (GTI Scenario 0) | #REF! | #REF! | #REF! | #REF! | #REF! | #REF! | #REF! | #REF! | #REF! | #REF! | #REF!
Percent of Impacted Buildings Switching - 95% TSL
DOE NOPR (GTI Scenario 0) | #REF! | #REF! | #REF! | #REF! | #REF! | #REF! | #REF! | #REF! | #REF! | #REF! | #REF!
Percent of Impacted Buildings Switching - 98% TSL
DOE NOPR (GTI Scenario 0) | #REF! | #REF! | #REF! | #REF! | #REF! | #REF! | #REF! | #REF! | #REF! | #REF! | #REF!

## Selected Scenarios
Percent of Impacted Buildings Switching - 90%
| National | North | Rest of Country | Residential Replacement | Residential Replacement - North | Residential Replacement - Rest of Country | Residential New | Residential New - North | Residential New - Rest of Country | Senior Only | Low-Income
DOE SNOPR (GTI Scenario 0) | 23.21% | 12.52% | 27.96% | 23.98% | 10.95% | 29.18% | 23.48% | 18.02% | 26.5% | 25.28% | 20.82%
Scenario Int-11 | 24.25% | 14.16% | 27.66% | 25.51% | 13.63% | 28.59% | 19.94% | 17.73% | 23.44% | 27.34% | 29.51%
Scenario Int-12 | 22.29% | 13.66% | 25.2% | 23.45% | 13.1% | 26.12% | 18.37% | 17.24% | 20.16% | 25.36% | 28.62%
Scenario Int-13 | 22.98% | 11.71% | 27.55% | 24.07% | 10.16% | 28.68% | 20.06% | 18.72% | 22.13% | 26.43% | 28.68%
Scenario Int-14 | 21.26% | 11.24% | 25.32% | 22.22% | 9.703% | 26.36% | 18.97% | 18.09% | 20.33% | 24.94% | 27.55%
DOE SNOPR (GTI Scenario 0.55) | 18.35% | 12.31% | 21.9% | 20.85% | 11.01% | 26.23% | 14.32% | 16.88% | 12.61% | 19.16% | 15.61%
Scenario Int-11.55 | 13.09% | 11.64% | 13.69% | 13.35% | 10.96% | 14.11% | 14.19% | 15.08% | 12.61% | 13.94% | 16.33%
Scenario Int-12.55 | 11.26% | 11.1% | 11.33% | 11.4% | 10.38% | 11.72% | 12.86% | 14.57% | 9.821% | 12.08% | 15.51%
Scenario Int-13.55 | 11.68% | 9.246% | 12.92% | 11.67% | 7.667% | 13.34% | 14.48% | 15.76% | 12.26% | 12.85% | 13.95%
Scenario Int-14.55 | 10.13% | 8.759% | 10.82% | 10% | 7.19% | 11.17% | 13.36% | 15.14% | 10.28% | 11.6% | 13.02%
Percent of Impacted Buildings Switching - 92%
| National | North | Rest of Country | Residential Replacement | Residential Replacement - North | Residential Replacement - Rest of Country | Residential New | Residential New - North | Residential New - Rest of Country | Senior Only | Low-Income
DOE SNOPR (GTI Scenario 0) | 22.11% | 10.4% | 28.16% | 23.32% | 9.245% | 29.76% | 21.04% | 14.29% | 25.56% | 24.36% | 19.95%
Scenario Int-11 | 25% | 10.8% | 31.38% | 26.84% | 11.62% | 31.83% | 19.87% | 10.36% | 34.68% | 25.99% | 30.35%
Scenario Int-12 | 23.83% | 10.96% | 29.61% | 25.46% | 11.49% | 30.04% | 19.59% | 11.14% | 32.54% | 25.99% | 29.19%
Scenario Int-13 | 24.14% | 9.569% | 31.8% | 25.74% | 9.305% | 32.42% | 20.23% | 11.14% | 34.17% | 26.4% | 28.16%
Scenario Int-14 | 22.92% | 9.721% | 29.86% | 24.22% | 9.059% | 30.41% | 20.26% | 12.23% | 32.38% | 25.93% | 26.86%
DOE SNOPR (GTI Scenario 0.55) | 17.25% | 10.1% | 22.15% | 20.04% | 9.125% | 26.9% | 12.64% | 13.37% | 12.06% | 18.25% | 13.87%
Scenario Int-11.55 | 13.92% | 8.636% | 16.88% | 15.16% | 9.214% | 17.56% | 10.51% | 8.466% | 14.51% | 13.03% | 16.61%
Scenario Int-12.55 | 12.96% | 8.816% | 15.28% | 13.94% | 9.091% | 15.89% | 10.61% | 9.259% | 13.2% | 13.28% | 15.9%
Scenario Int-13.55 | 12.86% | 7.521% | 16.37% | 13.72% | 7.125% | 17.06% | 10.97% | 9.141% | 14.52% | 12.76% | 13.33%
Scenario Int-14.55 | 11.93% | 7.68% | 14.73% | 12.44% | 6.871% | 15.27% | 11.45% | 10.25% | 13.76% | 13.23% | 12.55%
Percent of Impacted Buildings Switching - 95%
| National | North | Rest of Country | Residential Replacement | Residential Replacement - North | Residential Replacement - Rest of Country | Residential New | Residential New - North | Residential New - Rest of Country | Senior Only | Low-Income
DOE SNOPR (GTI Scenario 0) | 18.51% | 6.934% | 26.34% | 20.49% | 6.353% | 28.71% | 15.5% | 8.806% | 21.61% | 19.08% | 17.26%
Scenario Int-11 | 23.17% | 7.228% | 33.47% | 24.41% | 7.692% | 32.75% | 21.74% | 7.071% | 42.63% | 22.46% | 28.9%
Scenario Int-12 | 21.5% | 7.207% | 30.84% | 23.65% | 7.977% | 31.42% | 16.39% | 6.439% | 32.32% | 21.21% | 26.65%
Scenario Int-13 | 21.95% | 7.443% | 31.53% | 23.97% | 8.033% | 31.93% | 17.54% | 7.05% | 34.38% | 21.61% | 25.1%
Scenario Int-14 | 20.66% | 7.053% | 29.63% | 22.65% | 7.755% | 30.08% | 16.2% | 6.405% | 31.74% | 20.84% | 23.24%
DOE SNOPR (GTI Scenario 0.55) | 18.35% | 6.599% | 20.77% | 20.85% | 6.119% | 25.63% | 14.32% | 8.193% | 10.73% | 14.49% | 12.35%
Scenario Int-11.55 | 13.6% | 5.895% | 19.6% | 15% | 6.129% | 20.26% | 10.66% | 6.057% | 18.89% | 12.38% | 18.14%
Scenario Int-12.55 | 12.43% | 5.72% | 17.68% | 14% | 6.121% | 18.67% | 8.677% | 5.541% | 14.6% | 11.7% | 16.63%
Scenario Int-13.55 | 12.97% | 6.127% | 18.36% | 14.44% | 6.378% | 19.25% | 9.731% | 6.258% | 16.25% | 12.48% | 15.22%
Scenario Int-14.55 | 11.76% | 5.725% | 16.51% | 13.17% | 6.091% | 17.38% | 8.594% | 5.6% | 14.18% | 11.87% | 13.29%
Percent of Impacted Buildings Switching - 98%
| National | North | Rest of Country | Residential Replacement | Residential Replacement - North | Residential Replacement - Rest of Country | Residential New | Residential New - North | Residential New - Rest of Country | Senior Only | Low-Income
DOE SNOPR (GTI Scenario 0) | 16.15% | 4.424% | 29.22% | 17.06% | 3.555% | 31.61% | 15.33% | 7.432% | 24.62% | 15.18% | 15.28%
Scenario Int-11 | 19.34% | 4.673% | 35.69% | 19.49% | 4.026% | 36.36% | 21.75% | 8.193% | 37.45% | 16.14% | 23.65%
Scenario Int-12 | 18.67% | 4.483% | 34.46% | 18.77% | 3.917% | 34.97% | 21.2% | 7.632% | 36.71% | 15.83% | 23.23%
Scenario Int-13 | 18.11% | 4.755% | 32.97% | 18.1% | 4.193% | 33.25% | 20.96% | 7.913% | 35.92% | 15.63% | 20.48%
Scenario Int-14 | 17.46% | 4.516% | 31.84% | 17.42% | 4.026% | 32% | 20.35% | 7.339% | 35.11% | 15.39% | 20.08%
DOE SNOPR (GTI Scenario 0.55) | 12.39% | 4.157% | 24.22% | 13.72% | 3.316% | 28.81% | 10.31% | 6.977% | 14.88% | 11.21% | 10.86%
Scenario Int-11.55 | 11.79% | 3.714% | 22.6% | 11.91% | 3.056% | 23.57% | 13.21% | 7.118% | 21.54% | 9.06% | 15.32%
Scenario Int-12.55 | 11.07% | 3.52% | 21.15% | 11.19% | 2.944% | 22.03% | 12.37% | 6.544% | 20.28% | 8.641% | 14.71%
Scenario Int-13.55 | 11.24% | 3.989% | 20.89% | 11.22% | 3.395% | 21.46% | 13.12% | 7.16% | 21.21% | 9.434% | 13%
Scenario Int-14.55 | 10.56% | 3.746% | 19.63% | 10.56% | 3.224% | 20.16% | 12.27% | 6.573% | 19.97% | 9.177% | 12.56%

## Summary 90%
Percent of Impacted Buildings Switching - 90%
| National | North | Rest of Country | Residential Replacement | Residential Replacement - North | Residential Replacement - Rest of Country | Residential New | Residential New - North | Residential New - Rest of Country | Senior Only | Low-Income
DOE SNOPR (GTI Scenario 0) | 23.21% | 12.52% | 27.96% | 23.98% | 10.95% | 29.18% | 23.48% | 18.02% | 26.5% | 25.28% | 20.82%
Scenario Int-11 | 24.25% | 14.16% | 27.66% | 25.51% | 13.63% | 28.59% | 19.94% | 17.73% | 23.44% | 27.34% | 29.51%
Scenario Int-12 | 22.29% | 13.66% | 25.2% | 23.45% | 13.1% | 26.12% | 18.37% | 17.24% | 20.16% | 25.36% | 28.62%
Scenario Int-13 | 22.98% | 11.71% | 27.55% | 24.07% | 10.16% | 28.68% | 20.06% | 18.72% | 22.13% | 26.43% | 28.68%
Scenario Int-14 | 21.26% | 11.24% | 25.32% | 22.22% | 9.703% | 26.36% | 18.97% | 18.09% | 20.33% | 24.94% | 27.55%
DOE SNOPR (GTI Scenario 0.55) | 18.35% | 12.31% | 21.9% | 20.85% | 11.01% | 26.23% | 14.32% | 16.88% | 12.61% | 19.16% | 15.61%
Scenario Int-11.55 | 13.09% | 11.64% | 13.69% | 13.35% | 10.96% | 14.11% | 14.19% | 15.08% | 12.61% | 13.94% | 16.33%
Scenario Int-12.55 | 11.26% | 11.1% | 11.33% | 11.4% | 10.38% | 11.72% | 12.86% | 14.57% | 9.821% | 12.08% | 15.51%
Scenario Int-13.55 | 11.68% | 9.246% | 12.92% | 11.67% | 7.667% | 13.34% | 14.48% | 15.76% | 12.26% | 12.85% | 13.95%
Scenario Int-14.55 | 10.13% | 8.759% | 10.82% | 10% | 7.19% | 11.17% | 13.36% | 15.14% | 10.28% | 11.6% | 13.02%

## Summary 92%
Percent of Impacted Buildings Switching - 92%
| National | North | Rest of Country | Residential Replacement | Residential Replacement - North | Residential Replacement - Rest of Country | Residential New | Residential New - North | Residential New - Rest of Country | Senior Only | Low-Income
DOE SNOPR (GTI Scenario 0) | 22.11% | 10.4% | 28.16% | 23.32% | 9.245% | 29.76% | 21.04% | 14.29% | 25.56% | 24.36% | 19.95%
Scenario Int-11 | 25% | 10.8% | 31.38% | 26.84% | 11.62% | 31.83% | 19.87% | 10.36% | 34.68% | 25.99% | 30.35%
Scenario Int-12 | 23.83% | 10.96% | 29.61% | 25.46% | 11.49% | 30.04% | 19.59% | 11.14% | 32.54% | 25.99% | 29.19%
Scenario Int-13 | 24.14% | 9.569% | 31.8% | 25.74% | 9.305% | 32.42% | 20.23% | 11.14% | 34.17% | 26.4% | 28.16%
Scenario Int-14 | 22.92% | 9.721% | 29.86% | 24.22% | 9.059% | 30.41% | 20.26% | 12.23% | 32.38% | 25.93% | 26.86%
Scenario 2 | 23.08% | 10.85% | 29.4% | 24.39% | 9.584% | 31.15% | 21.86% | 15.03% | 26.43% | 26.63% | 26.22%
Scenario 7 | 19.31% | 7.931% | 25.27% | 22.27% | 8.39% | 28.65% | 12.52% | 7.968% | 15.73% | 18.97% | 17.66%
Scenario 24 | 24.99% | 13.51% | 31.54% | 26.75% | 13.23% | 32.69% | 18.3% | 16.05% | 24.49% | 27.82% | 31.3%
Scenario 28 | 22.07% | 9.918% | 30.07% | 23.79% | 9.418% | 31.03% | 15.2% | 12.63% | 23.45% | 23.31% | 24.71%
Scenario 29 | 22.61% | 9.93% | 30.62% | 23.15% | 8.983% | 30.94% | 23.94% | 19.16% | 46.67% | 23.07% | 23.85%
Scenario 30 | 22.22% | 11.05% | 29.65% | 23.15% | 9.437% | 30.06% | 20.49% | 16.67% | 32.3% | 21.71% | 18.97%
Scenario 31 | 22.03% | 9.756% | 29.76% | 22.4% | 8.738% | 29.89% | 25.65% | 19.27% | 52.94% | 21.2% | 18.08%
Scenario 32 | 45.23% | 36.23% | 51.17% | 44.15% | 30.17% | 51.46% | 61.38% | 60.66% | 63.57% | 42.66% | 44.47%
Scenario 33 | 44.26% | 34.47% | 50.61% | 43.87% | 29.66% | 51.28% | 56.63% | 56.59% | 56.78% | 41.84% | 44.2%
Scenario 36 | 25.09% | 14.26% | 31.47% | 26.53% | 12.63% | 32.73% | 20.86% | 19.86% | 23.91% | 27.63% | 28.32%
Scenario 39 | 24.7% | 14.8% | 30.65% | 25.04% | 11.12% | 31.25% | 26.99% | 24.73% | 33.77% | 24.81% | 20.98%
Scenario F1 | 22.26% | 9.62% | 28.79% | 21.94% | 8.482% | 28.09% | 25.5% | 13.36% | 33.62% | 22.24% | 19.72%
Scenario I2, I6 | 22.58% | 10.18% | 29% | 24.26% | 9.075% | 31.19% | 20.3% | 13.91% | 24.57% | 24.22% | 21.81%
Scenario I2, I6, I13 | 23.17% | 10.55% | 28.18% | 25.22% | 9.987% | 30.28% | 19.78% | 12.62% | 23.95% | 23.96% | 23.4%
Scenario I17 | 20.41% | 10.29% | 25.64% | 21.28% | 9.16% | 26.81% | 20.15% | 14.1% | 24.19% | 22.95% | 18.33%
DOE SNOPR (GTI Scenario 0.55) | 17.25% | 10.1% | 22.15% | 20.04% | 9.125% | 26.9% | 12.64% | 13.37% | 12.06% | 18.25% | 13.87%
Scenario 39.55 | 20.66% | 14.54% | 25.41% | 20.37% | 10.52% | 26.09% | 25.25% | 24.67% | 27.08% | 19.09% | 10.59%
Scenario Int-11.55 | 13.92% | 8.636% | 16.88% | 15.16% | 9.214% | 17.56% | 10.51% | 8.466% | 14.51% | 13.03% | 16.61%
Scenario Int-12.55 | 12.96% | 8.816% | 15.28% | 13.94% | 9.091% | 15.89% | 10.61% | 9.259% | 13.2% | 13.28% | 15.9%
Scenario Int-13.55 | 12.86% | 7.521% | 16.37% | 13.72% | 7.125% | 17.06% | 10.97% | 9.141% | 14.52% | 12.76% | 13.33%
Scenario Int-14.55 | 11.93% | 7.68% | 14.73% | 12.44% | 6.871% | 15.27% | 11.45% | 10.25% | 13.76% | 13.23% | 12.55%

## Summary 95%
Percent of Impacted Buildings Switching - 95%
| National | North | Rest of Country | Residential Replacement | Residential Replacement - North | Residential Replacement - Rest of Country | Residential New | Residential New - North | Residential New - Rest of Country | Senior Only | Low-Income
DOE SNOPR (GTI Scenario 0) | 18.51% | 6.934% | 26.34% | 20.49% | 6.353% | 28.71% | 15.5% | 8.806% | 21.61% | 19.08% | 17.26%
Scenario Int-11 | 23.17% | 7.228% | 33.47% | 24.41% | 7.692% | 32.75% | 21.74% | 7.071% | 42.63% | 22.46% | 28.9%
Scenario Int-12 | 21.5% | 7.207% | 30.84% | 23.65% | 7.977% | 31.42% | 16.39% | 6.439% | 32.32% | 21.21% | 26.65%
Scenario Int-13 | 21.95% | 7.443% | 31.53% | 23.97% | 8.033% | 31.93% | 17.54% | 7.05% | 34.38% | 21.61% | 25.1%
Scenario Int-14 | 20.66% | 7.053% | 29.63% | 22.65% | 7.755% | 30.08% | 16.2% | 6.405% | 31.74% | 20.84% | 23.24%
DOE SNOPR (GTI Scenario 0.55) | 18.35% | 6.599% | 20.77% | 20.85% | 6.119% | 25.63% | 14.32% | 8.193% | 10.73% | 14.49% | 12.35%
Scenario Int-11.55 | 13.6% | 5.895% | 19.6% | 15% | 6.129% | 20.26% | 10.66% | 6.057% | 18.89% | 12.38% | 18.14%
Scenario Int-12.55 | 12.43% | 5.72% | 17.68% | 14% | 6.121% | 18.67% | 8.677% | 5.541% | 14.6% | 11.7% | 16.63%
Scenario Int-13.55 | 12.97% | 6.127% | 18.36% | 14.44% | 6.378% | 19.25% | 9.731% | 6.258% | 16.25% | 12.48% | 15.22%
Scenario Int-14.55 | 11.76% | 5.725% | 16.51% | 13.17% | 6.091% | 17.38% | 8.594% | 5.6% | 14.18% | 11.87% | 13.29%

## Summary 98%
Percent of Impacted Buildings Switching - 98%
| National | North | Rest of Country | Residential Replacement | Residential Replacement - North | Residential Replacement - Rest of Country | Residential New | Residential New - North | Residential New - Rest of Country | Senior Only | Low-Income
DOE SNOPR (GTI Scenario 0) | 16.15% | 4.424% | 29.22% | 17.06% | 3.555% | 31.61% | 15.33% | 7.432% | 24.62% | 15.18% | 15.28%
Scenario Int-11 | 19.34% | 4.673% | 35.69% | 19.49% | 4.026% | 36.36% | 21.75% | 8.193% | 37.45% | 16.14% | 23.65%
Scenario Int-12 | 18.67% | 4.483% | 34.46% | 18.77% | 3.917% | 34.97% | 21.2% | 7.632% | 36.71% | 15.83% | 23.23%
Scenario Int-13 | 18.11% | 4.755% | 32.97% | 18.1% | 4.193% | 33.25% | 20.96% | 7.913% | 35.92% | 15.63% | 20.48%
Scenario Int-14 | 17.46% | 4.516% | 31.84% | 17.42% | 4.026% | 32% | 20.35% | 7.339% | 35.11% | 15.39% | 20.08%
DOE SNOPR (GTI Scenario 0.55) | 12.39% | 4.157% | 24.22% | 13.72% | 3.316% | 28.81% | 10.31% | 6.977% | 14.88% | 11.21% | 10.86%
Scenario Int-11.55 | 11.79% | 3.714% | 22.6% | 11.91% | 3.056% | 23.57% | 13.21% | 7.118% | 21.54% | 9.06% | 15.32%
Scenario Int-12.55 | 11.07% | 3.52% | 21.15% | 11.19% | 2.944% | 22.03% | 12.37% | 6.544% | 20.28% | 8.641% | 14.71%
Scenario Int-13.55 | 11.24% | 3.989% | 20.89% | 11.22% | 3.395% | 21.46% | 13.12% | 7.16% | 21.21% | 9.434% | 13%
Scenario Int-14.55 | 10.56% | 3.746% | 19.63% | 10.56% | 3.224% | 20.16% | 12.27% | 6.573% | 19.97% | 9.177% | 12.56%

## Scenario 0
Simulation Results NATIONAL - 10000 samples | [5 empty] | DOE SNOPR (GTI Scenario 0) | [5 empty] | Residential - Replacement | [5 empty] | DOE SNOPR (GTI Scenario 0) | [5 empty] | Residential - New | [5 empty] | DOE SNOPR (GTI Scenario 0) | [5 empty] | Commercial - Replacement | [5 empty] | DOE SNOPR (GTI Scenario 0) | [5 empty] | Commercial - New | [5 empty] | DOE SNOPR (GTI Scenario 0)
[7 empty] | type of switching | [11 empty] | type of switching | [11 empty] | type of switching | [11 empty] | type of switching | [11 empty] | type of switching
[7 empty] | NWGF | NWGF+GWH | NWGF | NWGF+GWH | GWH | [7 empty] | NWGF | NWGF+GWH | NWGF | NWGF+GWH | GWH | [7 empty] | NWGF | NWGF+GWH | NWGF | NWGF+GWH | GWH | [7 empty] | NWGF | NWGF+GWH | NWGF | NWGF+GWH | GWH | [7 empty] | NWGF | NWGF+GWH | NWGF | NWGF+GWH | GWH
|  | Number of | Number | Number | % of Total | % of Impacted | --> | --> | --> | --> | --> |  |  | Number of | Number | Number | % of Total | % of Impacted | --> | --> | --> | --> | --> |  |  | Number of | Number | Number | % of Total | % of Impacted | --> | --> | --> | --> | --> |  |  | Number of | Number | Number | % of Total | % of Impacted | --> | --> | --> | --> | --> |  |  | Number of | Number | Number | % of Total | % of Impacted | --> | --> | --> | --> | -->
Level | Description | Buildings | Impacted | Switching | Switching | Swtiching | HP | HP+EWH | EF | EF+EWH | EWH | Level | Description | Buildings | Impacted | Switching | Switching | Swtiching | HP | HP+EWH | EF | EF+EWH | EWH | Level | Description | Buildings | Impacted | Switching | Switching | Swtiching | HP | HP+EWH | EF | EF+EWH | EWH | Level | Description | Buildings | Impacted | Switching | Switching | Swtiching | HP | HP+EWH | EF | EF+EWH | EWH | Level | Description | Buildings | Impacted | Switching | Switching | Swtiching | HP | HP+EWH | EF | EF+EWH | EWH
NWGF | [11 empty] | NWGF | [11 empty] | NWGF | [11 empty] | NWGF | [11 empty] | NWGF
1 | NWGF 90% | 10000 | 4653 | 1080 | 10.8% | 23.21% | 797 | 99 | 138 | 33 | 13 | 1 | NWGF 90% | 7241 | 3391 | 813 | 11.23% | 23.98% | 622 | 40 | 120 | 21 | 10 | 1 | NWGF 90% | 2476 | 1137 | 267 | 10.78% | 23.48% | 175 | 59 | 18 | 12 | 3 | 1 | NWGF 90% | 211 | 96 | 0 | 0% | 0% | 0 | 0 | 0 | 0 | 0 | 1 | NWGF 90% | 72 | 29 | 0 | 0% | 0% | 0 | 0 | 0 | 0 | 0
2 | NWGF 92% | 10000 | 5247 | 1160 | 11.6% | 22.11% | 867 | 102 | 142 | 36 | 13 | 2 | NWGF 92% | 7241 | 3760 | 877 | 12.11% | 23.32% | 681 | 39 | 124 | 23 | 10 | 2 | NWGF 92% | 2476 | 1345 | 283 | 11.43% | 21.04% | 186 | 63 | 18 | 13 | 3 | 2 | NWGF 92% | 211 | 108 | 0 | 0% | 0% | 0 | 0 | 0 | 0 | 0 | 2 | NWGF 92% | 72 | 34 | 0 | 0% | 0% | 0 | 0 | 0 | 0 | 0
3 | NWGF 95% | 10000 | 7367 | 1364 | 13.64% | 18.51% | 1051 | 106 | 165 | 33 | 9 | 3 | NWGF 95% | 7241 | 5091 | 1043 | 14.4% | 20.49% | 835 | 39 | 141 | 21 | 7 | 3 | NWGF 95% | 2476 | 2071 | 321 | 12.96% | 15.5% | 216 | 67 | 24 | 12 | 2 | 3 | NWGF 95% | 211 | 146 | 0 | 0% | 0% | 0 | 0 | 0 | 0 | 0 | 3 | NWGF 95% | 72 | 59 | 0 | 0% | 0% | 0 | 0 | 0 | 0 | 0
4 | NWGF 98% | 10000 | 9906 | 1600 | 16% | 16.15% | 1241 | 118 | 200 | 35 | 6 | 4 | NWGF 98% | 7241 | 7161 | 1222 | 16.88% | 17.06% | 987 | 40 | 169 | 21 | 5 | 4 | NWGF 98% | 2476 | 2465 | 378 | 15.27% | 15.33% | 254 | 78 | 31 | 14 | 1 | 4 | NWGF 98% | 211 | 208 | 0 | 0% | 0% | 0 | 0 | 0 | 0 | 0 | 4 | NWGF 98% | 72 | 72 | 0 | 0% | 0% | 0 | 0 | 0 | 0 | 0
Simulation Results NORTH | [5 empty] | DOE SNOPR (GTI Scenario 0) | [5 empty] | Residential - North - Replacement | [5 empty] | DOE SNOPR (GTI Scenario 0) | [5 empty] | Residential - North - New | [5 empty] | DOE SNOPR (GTI Scenario 0) | [5 empty] | Commercial - North - Replacement | [5 empty] | DOE SNOPR (GTI Scenario 0) | [5 empty] | Commercial - North - New | [5 empty] | DOE SNOPR (GTI Scenario 0)
[7 empty] | type of switching | [11 empty] | type of switching | [11 empty] | type of switching | [11 empty] | type of switching | [11 empty] | type of switching
[7 empty] | NWGF | NWGF+GWH | NWGF | NWGF+GWH | GWH | [7 empty] | NWGF | NWGF+GWH | NWGF | NWGF+GWH | GWH | [7 empty] | NWGF | NWGF+GWH | NWGF | NWGF+GWH | GWH | [7 empty] | NWGF | NWGF+GWH | NWGF | NWGF+GWH | GWH | [7 empty] | NWGF | NWGF+GWH | NWGF | NWGF+GWH | GWH
|  | Number of | Number | Number | % of Total | % of Impacted | --> | --> | --> | --> | --> |  |  | Number of | Number | Number | % of Total | % of Impacted | --> | --> | --> | --> | --> |  |  | Number of | Number | Number | % of Total | % of Impacted | --> | --> | --> | --> | --> |  |  | Number of | Number | Number | % of Total | % of Impacted | --> | --> | --> | --> | --> |  |  | Number of | Number | Number | % of Total | % of Impacted | --> | --> | --> | --> | -->
Level | Description | Buildings | Impacted | Switching | Switching | Swtiching | HP | HP+EWH | EF | EF+EWH | EWH | Level | Description | Buildings | Impacted | Switching | Switching | Swtiching | HP | HP+EWH | EF | EF+EWH | EWH | Level | Description | Buildings | Impacted | Switching | Switching | Swtiching | HP | HP+EWH | EF | EF+EWH | EWH | Level | Description | Buildings | Impacted | Switching | Switching | Swtiching | HP | HP+EWH | EF | EF+EWH | EWH | Level | Description | Buildings | Impacted | Switching | Switching | Swtiching | HP | HP+EWH | EF | EF+EWH | EWH
NWGF | [11 empty] | NWGF | [11 empty] | NWGF | [11 empty] | NWGF | [11 empty] | NWGF
1 | NWGF 90% | 5299 | 1430 | 179 | 3.378% | 12.52% | 110 | 30 | 27 | 11 | 1 | 1 | NWGF 90% | 3779 | 968 | 106 | 2.805% | 10.95% | 74 | 7 | 18 | 7 | 0 | 1 | NWGF 90% | 1341 | 405 | 73 | 5.444% | 18.02% | 36 | 23 | 9 | 4 | 1 | 1 | NWGF 90% | 133 | 47 | 0 | 0% | 0% | 0 | 0 | 0 | 0 | 0 | 1 | NWGF 90% | 46 | 10 | 0 | 0% | 0% | 0 | 0 | 0 | 0 | 0
2 | NWGF 92% | 5299 | 1788 | 186 | 3.51% | 10.4% | 114 | 31 | 27 | 13 | 1 | 2 | NWGF 92% | 3779 | 1179 | 109 | 2.884% | 9.245% | 76 | 7 | 18 | 8 | 0 | 2 | NWGF 92% | 1341 | 539 | 77 | 5.742% | 14.29% | 38 | 24 | 9 | 5 | 1 | 2 | NWGF 92% | 133 | 56 | 0 | 0% | 0% | 0 | 0 | 0 | 0 | 0 | 2 | NWGF 92% | 46 | 14 | 0 | 0% | 0% | 0 | 0 | 0 | 0 | 0
3 | NWGF 95% | 5299 | 2971 | 206 | 3.888% | 6.934% | 124 | 36 | 31 | 14 | 1 | 3 | NWGF 95% | 3779 | 1873 | 119 | 3.149% | 6.353% | 84 | 8 | 19 | 8 | 0 | 3 | NWGF 95% | 1341 | 988 | 87 | 6.488% | 8.806% | 40 | 28 | 12 | 6 | 1 | 3 | NWGF 95% | 133 | 76 | 0 | 0% | 0% | 0 | 0 | 0 | 0 | 0 | 3 | NWGF 95% | 46 | 34 | 0 | 0% | 0% | 0 | 0 | 0 | 0 | 0
4 | NWGF 98% | 5299 | 5221 | 231 | 4.359% | 4.424% | 129 | 45 | 42 | 14 | 1 | 4 | NWGF 98% | 3779 | 3713 | 132 | 3.493% | 3.555% | 87 | 12 | 25 | 8 | 0 | 4 | NWGF 98% | 1341 | 1332 | 99 | 7.383% | 7.432% | 42 | 33 | 17 | 6 | 1 | 4 | NWGF 98% | 133 | 130 | 0 | 0% | 0% | 0 | 0 | 0 | 0 | 0 | 4 | NWGF 98% | 46 | 46 | 0 | 0% | 0% | 0 | 0 | 0 | 0 | 0
Simulation Results Rest of Country | [5 empty] | DOE SNOPR (GTI Scenario 0) | [5 empty] | Residential - Rest of Country - Replacement | [5 empty] | DOE SNOPR (GTI Scenario 0) | [5 empty] | Residential - Rest of Country - New | [5 empty] | DOE SNOPR (GTI Scenario 0) | [5 empty] | Commercial - Rest of Country - Replacement | [5 empty] | DOE SNOPR (GTI Scenario 0) | [5 empty] | Commercial - Rest of Country - New | [5 empty] | DOE SNOPR (GTI Scenario 0)
[7 empty] | type of switching | [11 empty] | type of switching | [11 empty] | type of switching | [11 empty] | type of switching | [11 empty] | type of switching
[7 empty] | NWGF | NWGF+GWH | NWGF | NWGF+GWH | GWH | [7 empty] | NWGF | NWGF+GWH | NWGF | NWGF+GWH | GWH | [7 empty] | NWGF | NWGF+GWH | NWGF | NWGF+GWH | GWH | [7 empty] | NWGF | NWGF+GWH | NWGF | NWGF+GWH | GWH | [7 empty] | NWGF | NWGF+GWH | NWGF | NWGF+GWH | GWH
|  | Number of | Number | Number | % of Total | % of Impacted | --> | --> | --> | --> | --> |  |  | Number of | Number | Number | % of Total | % of Impacted | --> | --> | --> | --> | --> |  |  | Number of | Number | Number | % of Total | % of Impacted | --> | --> | --> | --> | --> |  |  | Number of | Number | Number | % of Total | % of Impacted | --> | --> | --> | --> | --> |  |  | Number of | Number | Number | % of Total | % of Impacted | --> | --> | --> | --> | -->
Level | Description | Buildings | Impacted | Switching | Switching | Swtiching | HP | HP+EWH | EF | EF+EWH | EWH | Level | Description | Buildings | Impacted | Switching | Switching | Swtiching | HP | HP+EWH | EF | EF+EWH | EWH | Level | Description | Buildings | Impacted | Switching | Switching | Swtiching | HP | HP+EWH | EF | EF+EWH | EWH | Level | Description | Buildings | Impacted | Switching | Switching | Swtiching | HP | HP+EWH | EF | EF+EWH | EWH | Level | Description | Buildings | Impacted | Switching | Switching | Swtiching | HP | HP+EWH | EF | EF+EWH | EWH
NWGF | [11 empty] | NWGF | [11 empty] | NWGF | [11 empty] | NWGF | [11 empty] | NWGF
1 | NWGF 90% | 4701 | 3223 | 901 | 19.17% | 27.96% | 687 | 69 | 111 | 22 | 12 | 1 | NWGF 90% | 3462 | 2423 | 707 | 20.42% | 29.18% | 548 | 33 | 102 | 14 | 10 | 1 | NWGF 90% | 1135 | 732 | 194 | 17.09% | 26.5% | 139 | 36 | 9 | 8 | 2 | 1 | NWGF 90% | 78 | 49 | 0 | 0% | 0% | 0 | 0 | 0 | 0 | 0 | 1 | NWGF 90% | 26 | 19 | 0 | 0% | 0% | 0 | 0 | 0 | 0 | 0
2 | NWGF 92% | 4701 | 3459 | 974 | 20.72% | 28.16% | 753 | 71 | 115 | 23 | 12 | 2 | NWGF 92% | 3462 | 2581 | 768 | 22.18% | 29.76% | 605 | 32 | 106 | 15 | 10 | 2 | NWGF 92% | 1135 | 806 | 206 | 18.15% | 25.56% | 148 | 39 | 9 | 8 | 2 | 2 | NWGF 92% | 78 | 52 | 0 | 0% | 0% | 0 | 0 | 0 | 0 | 0 | 2 | NWGF 92% | 26 | 20 | 0 | 0% | 0% | 0 | 0 | 0 | 0 | 0
3 | NWGF 95% | 4701 | 4396 | 1158 | 24.63% | 26.34% | 927 | 70 | 134 | 19 | 8 | 3 | NWGF 95% | 3462 | 3218 | 924 | 26.69% | 28.71% | 751 | 31 | 122 | 13 | 7 | 3 | NWGF 95% | 1135 | 1083 | 234 | 20.62% | 21.61% | 176 | 39 | 12 | 6 | 1 | 3 | NWGF 95% | 78 | 70 | 0 | 0% | 0% | 0 | 0 | 0 | 0 | 0 | 3 | NWGF 95% | 26 | 25 | 0 | 0% | 0% | 0 | 0 | 0 | 0 | 0
4 | NWGF 98% | 4701 | 4685 | 1369 | 29.12% | 29.22% | 1112 | 73 | 158 | 21 | 5 | 4 | NWGF 98% | 3462 | 3448 | 1090 | 31.48% | 31.61% | 900 | 28 | 144 | 13 | 5 | 4 | NWGF 98% | 1135 | 1133 | 279 | 24.58% | 24.62% | 212 | 45 | 14 | 8 | 0 | 4 | NWGF 98% | 78 | 78 | 0 | 0% | 0% | 0 | 0 | 0 | 0 | 0 | 4 | NWGF 98% | 26 | 26 | 0 | 0% | 0% | 0 | 0 | 0 | 0 | 0
Simulation Results Senior Only | [5 empty] | DOE SNOPR (GTI Scenario 0) | [5 empty] | Simulation Results Senior Only - North | [5 empty] | DOE SNOPR (GTI Scenario 0) | [5 empty] | Simulation Results Senior Only - Rest of Country | [5 empty] | DOE SNOPR (GTI Scenario 0)
[7 empty] | type of switching | [11 empty] | type of switching | [11 empty] | type of switching
[7 empty] | NWGF | NWGF+GWH | NWGF | NWGF+GWH | GWH | [7 empty] | NWGF | NWGF+GWH | NWGF | NWGF+GWH | GWH | [7 empty] | NWGF | NWGF+GWH | NWGF | NWGF+GWH | GWH
|  | Number of | Number | Number | % of Total | % of Impacted | --> | --> | --> | --> | --> |  |  | Number of | Number | Number | % of Total | % of Impacted | --> | --> | --> | --> | --> |  |  | Number of | Number | Number | % of Total | % of Impacted | --> | --> | --> | --> | -->
Level | Description | Buildings | Impacted | Switching | Switching | Swtiching | HP | HP+EWH | EF | EF+EWH | EWH | Level | Description | Buildings | Impacted | Switching | Switching | Swtiching | HP | HP+EWH | EF | EF+EWH | EWH | Level | Description | Buildings | Impacted | Switching | Switching | Swtiching | HP | HP+EWH | EF | EF+EWH | EWH
NWGF | [11 empty] | NWGF | [11 empty] | NWGF
1 | NWGF 90% | 1455 | 621 | 157 | 10.79% | 25.28% | 115 | 16 | 18 | 5 | 3 | 1 | NWGF 90% | 794 | 187 | 26 | 3.275% | 13.9% | 17 | 2 | 5 | 1 | 1 | 1 | NWGF 90% | 661 | 434 | 131 | 19.82% | 30.18% | 98 | 14 | 13 | 4 | 2
2 | NWGF 92% | 1455 | 706 | 172 | 11.82% | 24.36% | 125 | 18 | 21 | 5 | 3 | 2 | NWGF 92% | 794 | 233 | 27 | 3.401% | 11.59% | 18 | 2 | 5 | 1 | 1 | 2 | NWGF 92% | 661 | 473 | 145 | 21.94% | 30.66% | 107 | 16 | 16 | 4 | 2
3 | NWGF 95% | 1455 | 1017 | 194 | 13.33% | 19.08% | 145 | 19 | 22 | 5 | 3 | 3 | NWGF 95% | 794 | 412 | 27 | 3.401% | 6.553% | 18 | 2 | 5 | 1 | 1 | 3 | NWGF 95% | 661 | 605 | 167 | 25.26% | 27.6% | 127 | 17 | 17 | 4 | 2
4 | NWGF 98% | 1455 | 1436 | 218 | 14.98% | 15.18% | 164 | 21 | 26 | 4 | 3 | 4 | NWGF 98% | 794 | 778 | 29 | 3.652% | 3.728% | 18 | 4 | 6 | 0 | 1 | 4 | NWGF 98% | 661 | 658 | 189 | 28.59% | 28.72% | 146 | 17 | 20 | 4 | 2
Simulation Results Low Income Only | [5 empty] | DOE SNOPR (GTI Scenario 0) | [5 empty] | Simulation Results Low Income Only - North | [5 empty] | DOE SNOPR (GTI Scenario 0) | [5 empty] | Simulation Results Low Income Only - Rest of Country | [5 empty] | DOE SNOPR (GTI Scenario 0)
[7 empty] | type of switching | [11 empty] | type of switching | [11 empty] | type of switching
[7 empty] | NWGF | NWGF+GWH | NWGF | NWGF+GWH | GWH | [7 empty] | NWGF | NWGF+GWH | NWGF | NWGF+GWH | GWH | [7 empty] | NWGF | NWGF+GWH | NWGF | NWGF+GWH | GWH
|  | Number of | Number | Number | % of Total | % of Impacted | --> | --> | --> | --> | --> |  |  | Number of | Number | Number | % of Total | % of Impacted | --> | --> | --> | --> | --> |  |  | Number of | Number | Number | % of Total | % of Impacted | --> | --> | --> | --> | -->
Level | Description | Buildings | Impacted | Switching | Switching | Swtiching | HP | HP+EWH | EF | EF+EWH | EWH | Level | Description | Buildings | Impacted | Switching | Switching | Swtiching | HP | HP+EWH | EF | EF+EWH | EWH | Level | Description | Buildings | Impacted | Switching | Switching | Swtiching | HP | HP+EWH | EF | EF+EWH | EWH
NWGF | [11 empty] | NWGF | [11 empty] | NWGF
1 | NWGF 90% | 815 | 389 | 81 | 9.939% | 20.82% | 70 | 4 | 5 | 1 | 1 | 1 | NWGF 90% | 441 | 108 | 5 | 1.134% | 4.63% | 4 | 0 | 0 | 0 | 1 | 1 | NWGF 90% | 374 | 281 | 76 | 20.32% | 27.05% | 66 | 4 | 5 | 1 | 0
2 | NWGF 92% | 815 | 431 | 86 | 10.55% | 19.95% | 72 | 5 | 7 | 1 | 1 | 2 | NWGF 92% | 441 | 137 | 5 | 1.134% | 3.65% | 4 | 0 | 0 | 0 | 1 | 2 | NWGF 92% | 374 | 294 | 81 | 21.66% | 27.55% | 68 | 5 | 7 | 1 | 0
3 | NWGF 95% | 815 | 591 | 102 | 12.52% | 17.26% | 88 | 5 | 7 | 1 | 1 | 3 | NWGF 95% | 441 | 242 | 5 | 1.134% | 2.066% | 4 | 0 | 0 | 0 | 1 | 3 | NWGF 95% | 374 | 349 | 97 | 25.94% | 27.79% | 84 | 5 | 7 | 1 | 0
4 | NWGF 98% | 815 | 805 | 123 | 15.09% | 15.28% | 102 | 7 | 13 | 0 | 1 | 4 | NWGF 98% | 441 | 433 | 6 | 1.361% | 1.386% | 4 | 1 | 0 | 0 | 1 | 4 | NWGF 98% | 374 | 372 | 117 | 31.28% | 31.45% | 98 | 6 | 13 | 0 | 0

## Scenario 0.55
Simulation Results NATIONAL - 10000 samples | [5 empty] | DOE SNOPR (GTI Scenario 0.55) | [5 empty] | Residential - Replacement | [5 empty] | DOE SNOPR (GTI Scenario 0.55) | [5 empty] | Residential - New | [5 empty] | DOE SNOPR (GTI Scenario 0.55) | [5 empty] | Commercial - Replacement | [5 empty] | DOE SNOPR (GTI Scenario 0.55) | [5 empty] | Commercial - New | [5 empty] | DOE SNOPR (GTI Scenario 0.55)
[7 empty] | type of switching | [11 empty] | type of switching | [11 empty] | type of switching | [11 empty] | type of switching | [11 empty] | type of switching
[7 empty] | NWGF | NWGF+GWH | NWGF | NWGF+GWH | GWH | [7 empty] | NWGF | NWGF+GWH | NWGF | NWGF+GWH | GWH | [7 empty] | NWGF | NWGF+GWH | NWGF | NWGF+GWH | GWH | [7 empty] | NWGF | NWGF+GWH | NWGF | NWGF+GWH | GWH | [7 empty] | NWGF | NWGF+GWH | NWGF | NWGF+GWH | GWH
|  | Number of | Number | Number | % of Total | % of Impacted | --> | --> | --> | --> | --> |  |  | Number of | Number | Number | % of Total | % of Impacted | --> | --> | --> | --> | --> |  |  | Number of | Number | Number | % of Total | % of Impacted | --> | --> | --> | --> | --> |  |  | Number of | Number | Number | % of Total | % of Impacted | --> | --> | --> | --> | --> |  |  | Number of | Number | Number | % of Total | % of Impacted | --> | --> | --> | --> | -->
Level | Description | Buildings | Impacted | Switching | Switching | Swtiching | HP | HP+EWH | EF | EF+EWH | EWH | Level | Description | Buildings | Impacted | Switching | Switching | Swtiching | HP | HP+EWH | EF | EF+EWH | EWH | Level | Description | Buildings | Impacted | Switching | Switching | Swtiching | HP | HP+EWH | EF | EF+EWH | EWH | Level | Description | Buildings | Impacted | Switching | Switching | Swtiching | HP | HP+EWH | EF | EF+EWH | EWH | Level | Description | Buildings | Impacted | Switching | Switching | Swtiching | HP | HP+EWH | EF | EF+EWH | EWH
NWGF | [11 empty] | NWGF | [11 empty] | NWGF | [11 empty] | NWGF | [11 empty] | NWGF
1 | NWGF 90% | 10000 | 3466 | 636 | 6.36% | 18.35% | 469 | 53 | 81 | 23 | 10 | 1 | NWGF 90% | 7241 | 2389 | 498 | 6.878% | 20.85% | 385 | 16 | 75 | 15 | 7 | 1 | NWGF 90% | 2476 | 964 | 138 | 5.574% | 14.32% | 84 | 37 | 6 | 8 | 3 | 1 | NWGF 90% | 211 | 86 | 0 | 0% | 0% | 0 | 0 | 0 | 0 | 0 | 1 | NWGF 90% | 72 | 27 | 0 | 0% | 0% | 0 | 0 | 0 | 0 | 0
2 | NWGF 92% | 10000 | 4018 | 693 | 6.93% | 17.25% | 519 | 56 | 82 | 26 | 10 | 2 | NWGF 92% | 7241 | 2725 | 546 | 7.54% | 20.04% | 429 | 17 | 76 | 17 | 7 | 2 | NWGF 92% | 2476 | 1163 | 147 | 5.937% | 12.64% | 90 | 39 | 6 | 9 | 3 | 2 | NWGF 92% | 211 | 98 | 0 | 0% | 0% | 0 | 0 | 0 | 0 | 0 | 2 | NWGF 92% | 72 | 32 | 0 | 0% | 0% | 0 | 0 | 0 | 0 | 0
3 | NWGF 95% | 10000 | 3466 | 636 | 6.36% | 18.35% | 469 | 53 | 81 | 23 | 10 | 3 | NWGF 95% | 7241 | 2389 | 498 | 6.878% | 20.85% | 385 | 16 | 75 | 15 | 7 | 3 | NWGF 95% | 2476 | 964 | 138 | 5.574% | 14.32% | 84 | 37 | 6 | 8 | 3 | 3 | NWGF 95% | 211 | 86 | 0 | 0% | 0% | 0 | 0 | 0 | 0 | 0 | 3 | NWGF 95% | 72 | 27 | 0 | 0% | 0% | 0 | 0 | 0 | 0 | 0
4 | NWGF 98% | 10000 | 8403 | 1041 | 10.41% | 12.39% | 815 | 80 | 119 | 22 | 5 | 4 | NWGF 98% | 7241 | 5910 | 811 | 11.2% | 13.72% | 671 | 23 | 100 | 13 | 4 | 4 | NWGF 98% | 2476 | 2231 | 230 | 9.289% | 10.31% | 144 | 57 | 19 | 9 | 1 | 4 | NWGF 98% | 211 | 192 | 0 | 0% | 0% | 0 | 0 | 0 | 0 | 0 | 4 | NWGF 98% | 72 | 70 | 0 | 0% | 0% | 0 | 0 | 0 | 0 | 0
Simulation Results NORTH | [5 empty] | DOE SNOPR (GTI Scenario 0.55) | [5 empty] | Residential - North - Replacement | [5 empty] | DOE SNOPR (GTI Scenario 0.55) | [5 empty] | Residential - North - New | [5 empty] | DOE SNOPR (GTI Scenario 0.55) | [5 empty] | Commercial - North - Replacement | [5 empty] | DOE SNOPR (GTI Scenario 0.55) | [5 empty] | Commercial - North - New | [5 empty] | DOE SNOPR (GTI Scenario 0.55)
[7 empty] | type of switching | [11 empty] | type of switching | [11 empty] | type of switching | [11 empty] | type of switching | [11 empty] | type of switching
[7 empty] | NWGF | NWGF+GWH | NWGF | NWGF+GWH | GWH | [7 empty] | NWGF | NWGF+GWH | NWGF | NWGF+GWH | GWH | [7 empty] | NWGF | NWGF+GWH | NWGF | NWGF+GWH | GWH | [7 empty] | NWGF | NWGF+GWH | NWGF | NWGF+GWH | GWH | [7 empty] | NWGF | NWGF+GWH | NWGF | NWGF+GWH | GWH
|  | Number of | Number | Number | % of Total | % of Impacted | --> | --> | --> | --> | --> |  |  | Number of | Number | Number | % of Total | % of Impacted | --> | --> | --> | --> | --> |  |  | Number of | Number | Number | % of Total | % of Impacted | --> | --> | --> | --> | --> |  |  | Number of | Number | Number | % of Total | % of Impacted | --> | --> | --> | --> | --> |  |  | Number of | Number | Number | % of Total | % of Impacted | --> | --> | --> | --> | -->
Level | Description | Buildings | Impacted | Switching | Switching | Swtiching | HP | HP+EWH | EF | EF+EWH | EWH | Level | Description | Buildings | Impacted | Switching | Switching | Swtiching | HP | HP+EWH | EF | EF+EWH | EWH | Level | Description | Buildings | Impacted | Switching | Switching | Swtiching | HP | HP+EWH | EF | EF+EWH | EWH | Level | Description | Buildings | Impacted | Switching | Switching | Swtiching | HP | HP+EWH | EF | EF+EWH | EWH | Level | Description | Buildings | Impacted | Switching | Switching | Swtiching | HP | HP+EWH | EF | EF+EWH | EWH
NWGF | [11 empty] | NWGF | [11 empty] | NWGF | [11 empty] | NWGF | [11 empty] | NWGF
1 | NWGF 90% | 5299 | 1283 | 158 | 2.982% | 12.31% | 103 | 24 | 19 | 11 | 1 | 1 | NWGF 90% | 3779 | 845 | 93 | 2.461% | 11.01% | 67 | 5 | 14 | 7 | 0 | 1 | NWGF 90% | 1341 | 385 | 65 | 4.847% | 16.88% | 36 | 19 | 5 | 4 | 1 | 1 | NWGF 90% | 133 | 43 | 0 | 0% | 0% | 0 | 0 | 0 | 0 | 0 | 1 | NWGF 90% | 46 | 10 | 0 | 0% | 0% | 0 | 0 | 0 | 0 | 0
2 | NWGF 92% | 5299 | 1634 | 165 | 3.114% | 10.1% | 107 | 25 | 19 | 13 | 1 | 2 | NWGF 92% | 3779 | 1052 | 96 | 2.54% | 9.125% | 69 | 5 | 14 | 8 | 0 | 2 | NWGF 92% | 1341 | 516 | 69 | 5.145% | 13.37% | 38 | 20 | 5 | 5 | 1 | 2 | NWGF 92% | 133 | 52 | 0 | 0% | 0% | 0 | 0 | 0 | 0 | 0 | 2 | NWGF 92% | 46 | 14 | 0 | 0% | 0% | 0 | 0 | 0 | 0 | 0
3 | NWGF 95% | 5299 | 2773 | 183 | 3.453% | 6.599% | 116 | 29 | 23 | 14 | 1 | 3 | NWGF 95% | 3779 | 1716 | 105 | 2.779% | 6.119% | 76 | 6 | 15 | 8 | 0 | 3 | NWGF 95% | 1341 | 952 | 78 | 5.817% | 8.193% | 40 | 23 | 8 | 6 | 1 | 3 | NWGF 95% | 133 | 71 | 0 | 0% | 0% | 0 | 0 | 0 | 0 | 0 | 3 | NWGF 95% | 46 | 34 | 0 | 0% | 0% | 0 | 0 | 0 | 0 | 0
4 | NWGF 98% | 5299 | 4956 | 206 | 3.888% | 4.157% | 121 | 37 | 33 | 14 | 1 | 4 | NWGF 98% | 3779 | 3498 | 116 | 3.07% | 3.316% | 79 | 9 | 20 | 8 | 0 | 4 | NWGF 98% | 1341 | 1290 | 90 | 6.711% | 6.977% | 42 | 28 | 13 | 6 | 1 | 4 | NWGF 98% | 133 | 122 | 0 | 0% | 0% | 0 | 0 | 0 | 0 | 0 | 4 | NWGF 98% | 46 | 46 | 0 | 0% | 0% | 0 | 0 | 0 | 0 | 0
Simulation Results Rest of Country | [5 empty] | DOE SNOPR (GTI Scenario 0.55) | [5 empty] | Residential - Rest of Country - Replacement | [5 empty] | DOE SNOPR (GTI Scenario 0.55) | [5 empty] | Residential - Rest of Country - New | [5 empty] | DOE SNOPR (GTI Scenario 0.55) | [5 empty] | Commercial - Rest of Country - Replacement | [5 empty] | DOE SNOPR (GTI Scenario 0.55) | [5 empty] | Commercial - Rest of Country - New | [5 empty] | DOE SNOPR (GTI Scenario 0.55)
[7 empty] | type of switching | [11 empty] | type of switching | [11 empty] | type of switching | [11 empty] | type of switching | [11 empty] | type of switching
[7 empty] | NWGF | NWGF+GWH | NWGF | NWGF+GWH | GWH | [7 empty] | NWGF | NWGF+GWH | NWGF | NWGF+GWH | GWH | [7 empty] | NWGF | NWGF+GWH | NWGF | NWGF+GWH | GWH | [7 empty] | NWGF | NWGF+GWH | NWGF | NWGF+GWH | GWH | [7 empty] | NWGF | NWGF+GWH | NWGF | NWGF+GWH | GWH
|  | Number of | Number | Number | % of Total | % of Impacted | --> | --> | --> | --> | --> |  |  | Number of | Number | Number | % of Total | % of Impacted | --> | --> | --> | --> | --> |  |  | Number of | Number | Number | % of Total | % of Impacted | --> | --> | --> | --> | --> |  |  | Number of | Number | Number | % of Total | % of Impacted | --> | --> | --> | --> | --> |  |  | Number of | Number | Number | % of Total | % of Impacted | --> | --> | --> | --> | -->
Level | Description | Buildings | Impacted | Switching | Switching | Swtiching | HP | HP+EWH | EF | EF+EWH | EWH | Level | Description | Buildings | Impacted | Switching | Switching | Swtiching | HP | HP+EWH | EF | EF+EWH | EWH | Level | Description | Buildings | Impacted | Switching | Switching | Swtiching | HP | HP+EWH | EF | EF+EWH | EWH | Level | Description | Buildings | Impacted | Switching | Switching | Swtiching | HP | HP+EWH | EF | EF+EWH | EWH | Level | Description | Buildings | Impacted | Switching | Switching | Swtiching | HP | HP+EWH | EF | EF+EWH | EWH
NWGF | [11 empty] | NWGF | [11 empty] | NWGF | [11 empty] | NWGF | [11 empty] | NWGF
1 | NWGF 90% | 4701 | 2183 | 478 | 10.17% | 21.9% | 366 | 29 | 62 | 12 | 9 | 1 | NWGF 90% | 3462 | 1544 | 405 | 11.7% | 26.23% | 318 | 11 | 61 | 8 | 7 | 1 | NWGF 90% | 1135 | 579 | 73 | 6.432% | 12.61% | 48 | 18 | 1 | 4 | 2 | 1 | NWGF 90% | 78 | 43 | 0 | 0% | 0% | 0 | 0 | 0 | 0 | 0 | 1 | NWGF 90% | 26 | 17 | 0 | 0% | 0% | 0 | 0 | 0 | 0 | 0
2 | NWGF 92% | 4701 | 2384 | 528 | 11.23% | 22.15% | 412 | 31 | 63 | 13 | 9 | 2 | NWGF 92% | 3462 | 1673 | 450 | 13% | 26.9% | 360 | 12 | 62 | 9 | 7 | 2 | NWGF 92% | 1135 | 647 | 78 | 6.872% | 12.06% | 52 | 19 | 1 | 4 | 2 | 2 | NWGF 92% | 78 | 46 | 0 | 0% | 0% | 0 | 0 | 0 | 0 | 0 | 2 | NWGF 92% | 26 | 18 | 0 | 0% | 0% | 0 | 0 | 0 | 0 | 0
3 | NWGF 95% | 4701 | 3192 | 663 | 14.1% | 20.77% | 539 | 38 | 69 | 10 | 7 | 3 | NWGF 95% | 3462 | 2212 | 567 | 16.38% | 25.63% | 472 | 15 | 67 | 7 | 6 | 3 | NWGF 95% | 1135 | 895 | 96 | 8.458% | 10.73% | 67 | 23 | 2 | 3 | 1 | 3 | NWGF 95% | 78 | 62 | 0 | 0% | 0% | 0 | 0 | 0 | 0 | 0 | 3 | NWGF 95% | 26 | 23 | 0 | 0% | 0% | 0 | 0 | 0 | 0 | 0
4 | NWGF 98% | 4701 | 3447 | 835 | 17.76% | 24.22% | 694 | 43 | 86 | 8 | 4 | 4 | NWGF 98% | 3462 | 2412 | 695 | 20.08% | 28.81% | 592 | 14 | 80 | 5 | 4 | 4 | NWGF 98% | 1135 | 941 | 140 | 12.33% | 14.88% | 102 | 29 | 6 | 3 | 0 | 4 | NWGF 98% | 78 | 70 | 0 | 0% | 0% | 0 | 0 | 0 | 0 | 0 | 4 | NWGF 98% | 26 | 24 | 0 | 0% | 0% | 0 | 0 | 0 | 0 | 0
Simulation Results Senior Only | [5 empty] | DOE SNOPR (GTI Scenario 0.55) | [5 empty] | Simulation Results Senior Only - North | [5 empty] | DOE SNOPR (GTI Scenario 0.55) | [5 empty] | Simulation Results Senior Only - Rest of Country | [5 empty] | DOE SNOPR (GTI Scenario 0.55)
[7 empty] | type of switching | [11 empty] | type of switching | [11 empty] | type of switching
[7 empty] | NWGF | NWGF+GWH | NWGF | NWGF+GWH | GWH | [7 empty] | NWGF | NWGF+GWH | NWGF | NWGF+GWH | GWH | [7 empty] | NWGF | NWGF+GWH | NWGF | NWGF+GWH | GWH
|  | Number of | Number | Number | % of Total | % of Impacted | --> | --> | --> | --> | --> |  |  | Number of | Number | Number | % of Total | % of Impacted | --> | --> | --> | --> | --> |  |  | Number of | Number | Number | % of Total | % of Impacted | --> | --> | --> | --> | -->
Level | Description | Buildings | Impacted | Switching | Switching | Swtiching | HP | HP+EWH | EF | EF+EWH | EWH | Level | Description | Buildings | Impacted | Switching | Switching | Swtiching | HP | HP+EWH | EF | EF+EWH | EWH | Level | Description | Buildings | Impacted | Switching | Switching | Swtiching | HP | HP+EWH | EF | EF+EWH | EWH
NWGF | [11 empty] | NWGF | [11 empty] | NWGF
1 | NWGF 90% | 1455 | 428 | 82 | 5.636% | 19.16% | 66 | 6 | 5 | 2 | 3 | 1 | NWGF 90% | 794 | 160 | 21 | 2.645% | 13.12% | 16 | 2 | 1 | 1 | 1 | 1 | NWGF 90% | 661 | 268 | 61 | 9.228% | 22.76% | 50 | 4 | 4 | 1 | 2
2 | NWGF 92% | 1455 | 504 | 92 | 6.323% | 18.25% | 75 | 6 | 6 | 2 | 3 | 2 | NWGF 92% | 794 | 205 | 22 | 2.771% | 10.73% | 17 | 2 | 1 | 1 | 1 | 2 | NWGF 92% | 661 | 299 | 70 | 10.59% | 23.41% | 58 | 4 | 5 | 1 | 2
3 | NWGF 95% | 1455 | 773 | 112 | 7.698% | 14.49% | 94 | 7 | 6 | 2 | 3 | 3 | NWGF 95% | 794 | 367 | 22 | 2.771% | 5.995% | 17 | 2 | 1 | 1 | 1 | 3 | NWGF 95% | 661 | 406 | 90 | 13.62% | 22.17% | 77 | 5 | 5 | 1 | 2
4 | NWGF 98% | 1455 | 1160 | 130 | 8.935% | 11.21% | 107 | 8 | 11 | 1 | 3 | 4 | NWGF 98% | 794 | 705 | 24 | 3.023% | 3.404% | 17 | 4 | 2 | 0 | 1 | 4 | NWGF 98% | 661 | 455 | 106 | 16.04% | 23.3% | 90 | 4 | 9 | 1 | 2
Simulation Results Low Income Only | [5 empty] | DOE SNOPR (GTI Scenario 0.55) | [5 empty] | Simulation Results Low Income Only - North | [5 empty] | DOE SNOPR (GTI Scenario 0.55) | [5 empty] | Simulation Results Low Income Only - Rest of Country | [5 empty] | DOE SNOPR (GTI Scenario 0.55)
[7 empty] | type of switching | [11 empty] | type of switching | [11 empty] | type of switching
[7 empty] | NWGF | NWGF+GWH | NWGF | NWGF+GWH | GWH | [7 empty] | NWGF | NWGF+GWH | NWGF | NWGF+GWH | GWH | [7 empty] | NWGF | NWGF+GWH | NWGF | NWGF+GWH | GWH
|  | Number of | Number | Number | % of Total | % of Impacted | --> | --> | --> | --> | --> |  |  | Number of | Number | Number | % of Total | % of Impacted | --> | --> | --> | --> | --> |  |  | Number of | Number | Number | % of Total | % of Impacted | --> | --> | --> | --> | -->
Level | Description | Buildings | Impacted | Switching | Switching | Swtiching | HP | HP+EWH | EF | EF+EWH | EWH | Level | Description | Buildings | Impacted | Switching | Switching | Swtiching | HP | HP+EWH | EF | EF+EWH | EWH | Level | Description | Buildings | Impacted | Switching | Switching | Swtiching | HP | HP+EWH | EF | EF+EWH | EWH
NWGF | [11 empty] | NWGF | [11 empty] | NWGF
1 | NWGF 90% | 815 | 237 | 37 | 4.54% | 15.61% | 32 | 1 | 3 | 0 | 1 | 1 | NWGF 90% | 441 | 82 | 4 | 0.907% | 4.878% | 3 | 0 | 0 | 0 | 1 | 1 | NWGF 90% | 374 | 155 | 33 | 8.824% | 21.29% | 29 | 1 | 3 | 0 | 0
2 | NWGF 92% | 815 | 274 | 38 | 4.663% | 13.87% | 33 | 1 | 3 | 0 | 1 | 2 | NWGF 92% | 441 | 110 | 4 | 0.907% | 3.636% | 3 | 0 | 0 | 0 | 1 | 2 | NWGF 92% | 374 | 164 | 34 | 9.091% | 20.73% | 30 | 1 | 3 | 0 | 0
3 | NWGF 95% | 815 | 405 | 50 | 6.135% | 12.35% | 45 | 1 | 3 | 0 | 1 | 3 | NWGF 95% | 441 | 200 | 4 | 0.907% | 2% | 3 | 0 | 0 | 0 | 1 | 3 | NWGF 95% | 374 | 205 | 46 | 12.3% | 22.44% | 42 | 1 | 3 | 0 | 0
4 | NWGF 98% | 815 | 608 | 66 | 8.098% | 10.86% | 59 | 2 | 4 | 0 | 1 | 4 | NWGF 98% | 441 | 383 | 5 | 1.134% | 1.305% | 3 | 1 | 0 | 0 | 1 | 4 | NWGF 98% | 374 | 225 | 61 | 16.31% | 27.11% | 56 | 1 | 4 | 0 | 0

## Scenario Int-11
Simulation Results NATIONAL - 10000 samples | [5 empty] | Scenario Int-11 | [5 empty] | Residential - Replacement | [5 empty] | Scenario Int-11 | [5 empty] | Residential - New | [5 empty] | Scenario Int-11 | [5 empty] | Commercial - Replacement | [5 empty] | Scenario Int-11 | [5 empty] | Commercial - New | [5 empty] | Scenario Int-11
[7 empty] | type of switching | [11 empty] | type of switching | [11 empty] | type of switching | [11 empty] | type of switching | [11 empty] | type of switching
[7 empty] | NWGF | NWGF+GWH | NWGF | NWGF+GWH | GWH | [7 empty] | NWGF | NWGF+GWH | NWGF | NWGF+GWH | GWH | [7 empty] | NWGF | NWGF+GWH | NWGF | NWGF+GWH | GWH | [7 empty] | NWGF | NWGF+GWH | NWGF | NWGF+GWH | GWH | [7 empty] | NWGF | NWGF+GWH | NWGF | NWGF+GWH | GWH
|  | Number of | Number | Number | % of Total | % of Impacted | --> | --> | --> | --> | --> |  |  | Number of | Number | Number | % of Total | % of Impacted | --> | --> | --> | --> | --> |  |  | Number of | Number | Number | % of Total | % of Impacted | --> | --> | --> | --> | --> |  |  | Number of | Number | Number | % of Total | % of Impacted | --> | --> | --> | --> | --> |  |  | Number of | Number | Number | % of Total | % of Impacted | --> | --> | --> | --> | -->
Level | Description | Buildings | Impacted | Switching | Switching | Swtiching | HP | HP+EWH | EF | EF+EWH | EWH | Level | Description | Buildings | Impacted | Switching | Switching | Swtiching | HP | HP+EWH | EF | EF+EWH | EWH | Level | Description | Buildings | Impacted | Switching | Switching | Swtiching | HP | HP+EWH | EF | EF+EWH | EWH | Level | Description | Buildings | Impacted | Switching | Switching | Swtiching | HP | HP+EWH | EF | EF+EWH | EWH | Level | Description | Buildings | Impacted | Switching | Switching | Swtiching | HP | HP+EWH | EF | EF+EWH | EWH
NWGF | [11 empty] | NWGF | [11 empty] | NWGF | [11 empty] | NWGF | [11 empty] | NWGF
1 | NWGF 90% | 10000 | 3159 | 766 | 7.66% | 24.25% | 581 | 72 | 91 | 14 | 8 | 1 | NWGF 90% | 7241 | 2744 | 700 | 9.667% | 25.51% | 550 | 42 | 87 | 13 | 8 | 1 | NWGF 90% | 2476 | 331 | 66 | 2.666% | 19.94% | 31 | 30 | 4 | 1 | 0 | 1 | NWGF 90% | 211 | 76 | 0 | 0% | 0% | 0 | 0 | 0 | 0 | 0 | 1 | NWGF 90% | 72 | 8 | 0 | 0% | 0% | 0 | 0 | 0 | 0 | 0
2 | NWGF 92% | 10000 | 3912 | 978 | 9.78% | 25% | 753 | 92 | 108 | 17 | 8 | 2 | NWGF 92% | 7241 | 3174 | 852 | 11.77% | 26.84% | 691 | 39 | 101 | 13 | 8 | 2 | NWGF 92% | 2476 | 634 | 126 | 5.089% | 19.87% | 62 | 53 | 7 | 4 | 0 | 2 | NWGF 92% | 211 | 89 | 0 | 0% | 0% | 0 | 0 | 0 | 0 | 0 | 2 | NWGF 92% | 72 | 15 | 0 | 0% | 0% | 0 | 0 | 0 | 0 | 0
3 | NWGF 95% | 10000 | 6205 | 1438 | 14.38% | 23.17% | 1120 | 132 | 157 | 24 | 5 | 3 | NWGF 95% | 7241 | 4690 | 1145 | 15.81% | 24.41% | 936 | 45 | 146 | 13 | 5 | 3 | NWGF 95% | 2476 | 1348 | 293 | 11.83% | 21.74% | 184 | 87 | 11 | 11 | 0 | 3 | NWGF 95% | 211 | 132 | 0 | 0% | 0% | 0 | 0 | 0 | 0 | 0 | 3 | NWGF 95% | 72 | 35 | 0 | 0% | 0% | 0 | 0 | 0 | 0 | 0
4 | NWGF 98% | 10000 | 8968 | 1734 | 17.34% | 19.34% | 1409 | 104 | 189 | 28 | 4 | 4 | NWGF 98% | 7241 | 7045 | 1373 | 18.96% | 19.49% | 1127 | 44 | 181 | 17 | 4 | 4 | NWGF 98% | 2476 | 1660 | 361 | 14.58% | 21.75% | 282 | 60 | 8 | 11 | 0 | 4 | NWGF 98% | 211 | 208 | 0 | 0% | 0% | 0 | 0 | 0 | 0 | 0 | 4 | NWGF 98% | 72 | 55 | 0 | 0% | 0% | 0 | 0 | 0 | 0 | 0
Simulation Results NORTH | [5 empty] | Scenario Int-11 | [5 empty] | Residential - North - Replacement | [5 empty] | Scenario Int-11 | [5 empty] | Residential - North - New | [5 empty] | Scenario Int-11 | [5 empty] | Commercial - North - Replacement | [5 empty] | Scenario Int-11 | [5 empty] | Commercial - North - New | [5 empty] | Scenario Int-11
[7 empty] | type of switching | [11 empty] | type of switching | [11 empty] | type of switching | [11 empty] | type of switching | [11 empty] | type of switching
[7 empty] | NWGF | NWGF+GWH | NWGF | NWGF+GWH | GWH | [7 empty] | NWGF | NWGF+GWH | NWGF | NWGF+GWH | GWH | [7 empty] | NWGF | NWGF+GWH | NWGF | NWGF+GWH | GWH | [7 empty] | NWGF | NWGF+GWH | NWGF | NWGF+GWH | GWH | [7 empty] | NWGF | NWGF+GWH | NWGF | NWGF+GWH | GWH
|  | Number of | Number | Number | % of Total | % of Impacted | --> | --> | --> | --> | --> |  |  | Number of | Number | Number | % of Total | % of Impacted | --> | --> | --> | --> | --> |  |  | Number of | Number | Number | % of Total | % of Impacted | --> | --> | --> | --> | --> |  |  | Number of | Number | Number | % of Total | % of Impacted | --> | --> | --> | --> | --> |  |  | Number of | Number | Number | % of Total | % of Impacted | --> | --> | --> | --> | -->
Level | Description | Buildings | Impacted | Switching | Switching | Swtiching | HP | HP+EWH | EF | EF+EWH | EWH | Level | Description | Buildings | Impacted | Switching | Switching | Swtiching | HP | HP+EWH | EF | EF+EWH | EWH | Level | Description | Buildings | Impacted | Switching | Switching | Swtiching | HP | HP+EWH | EF | EF+EWH | EWH | Level | Description | Buildings | Impacted | Switching | Switching | Swtiching | HP | HP+EWH | EF | EF+EWH | EWH | Level | Description | Buildings | Impacted | Switching | Switching | Swtiching | HP | HP+EWH | EF | EF+EWH | EWH
NWGF | [11 empty] | NWGF | [11 empty] | NWGF | [11 empty] | NWGF | [11 empty] | NWGF
1 | NWGF 90% | 5299 | 798 | 113 | 2.132% | 14.16% | 65 | 31 | 14 | 3 | 0 | 1 | NWGF 90% | 3779 | 565 | 77 | 2.038% | 13.63% | 54 | 9 | 11 | 3 | 0 | 1 | NWGF 90% | 1341 | 203 | 36 | 2.685% | 17.73% | 11 | 22 | 3 | 0 | 0 | 1 | NWGF 90% | 133 | 23 | 0 | 0% | 0% | 0 | 0 | 0 | 0 | 0 | 1 | NWGF 90% | 46 | 7 | 0 | 0% | 0% | 0 | 0 | 0 | 0 | 0
2 | NWGF 92% | 5299 | 1213 | 131 | 2.472% | 10.8% | 76 | 35 | 14 | 6 | 0 | 2 | NWGF 92% | 3779 | 783 | 91 | 2.408% | 11.62% | 65 | 9 | 11 | 6 | 0 | 2 | NWGF 92% | 1341 | 386 | 40 | 2.983% | 10.36% | 11 | 26 | 3 | 0 | 0 | 2 | NWGF 92% | 133 | 31 | 0 | 0% | 0% | 0 | 0 | 0 | 0 | 0 | 2 | NWGF 92% | 46 | 13 | 0 | 0% | 0% | 0 | 0 | 0 | 0 | 0
3 | NWGF 95% | 5299 | 2435 | 176 | 3.321% | 7.228% | 105 | 46 | 18 | 7 | 0 | 3 | NWGF 95% | 3779 | 1560 | 120 | 3.175% | 7.692% | 88 | 10 | 15 | 7 | 0 | 3 | NWGF 95% | 1341 | 792 | 56 | 4.176% | 7.071% | 17 | 36 | 3 | 0 | 0 | 3 | NWGF 95% | 133 | 59 | 0 | 0% | 0% | 0 | 0 | 0 | 0 | 0 | 3 | NWGF 95% | 46 | 24 | 0 | 0% | 0% | 0 | 0 | 0 | 0 | 0
4 | NWGF 98% | 5299 | 4729 | 221 | 4.171% | 4.673% | 138 | 47 | 26 | 10 | 0 | 4 | NWGF 98% | 3779 | 3676 | 148 | 3.916% | 4.026% | 109 | 6 | 23 | 10 | 0 | 4 | NWGF 98% | 1341 | 891 | 73 | 5.444% | 8.193% | 29 | 41 | 3 | 0 | 0 | 4 | NWGF 98% | 133 | 130 | 0 | 0% | 0% | 0 | 0 | 0 | 0 | 0 | 4 | NWGF 98% | 46 | 32 | 0 | 0% | 0% | 0 | 0 | 0 | 0 | 0
Simulation Results Rest of Country | [5 empty] | Scenario Int-11 | [5 empty] | Residential - Rest of Country - Replacement | [5 empty] | Scenario Int-11 | [5 empty] | Residential - Rest of Country - New | [5 empty] | Scenario Int-11 | [5 empty] | Commercial - Rest of Country - Replacement | [5 empty] | Scenario Int-11 | [5 empty] | Commercial - Rest of Country - New | [5 empty] | Scenario Int-11
[7 empty] | type of switching | [11 empty] | type of switching | [11 empty] | type of switching | [11 empty] | type of switching | [11 empty] | type of switching
[7 empty] | NWGF | NWGF+GWH | NWGF | NWGF+GWH | GWH | [7 empty] | NWGF | NWGF+GWH | NWGF | NWGF+GWH | GWH | [7 empty] | NWGF | NWGF+GWH | NWGF | NWGF+GWH | GWH | [7 empty] | NWGF | NWGF+GWH | NWGF | NWGF+GWH | GWH | [7 empty] | NWGF | NWGF+GWH | NWGF | NWGF+GWH | GWH
|  | Number of | Number | Number | % of Total | % of Impacted | --> | --> | --> | --> | --> |  |  | Number of | Number | Number | % of Total | % of Impacted | --> | --> | --> | --> | --> |  |  | Number of | Number | Number | % of Total | % of Impacted | --> | --> | --> | --> | --> |  |  | Number of | Number | Number | % of Total | % of Impacted | --> | --> | --> | --> | --> |  |  | Number of | Number | Number | % of Total | % of Impacted | --> | --> | --> | --> | -->
Level | Description | Buildings | Impacted | Switching | Switching | Swtiching | HP | HP+EWH | EF | EF+EWH | EWH | Level | Description | Buildings | Impacted | Switching | Switching | Swtiching | HP | HP+EWH | EF | EF+EWH | EWH | Level | Description | Buildings | Impacted | Switching | Switching | Swtiching | HP | HP+EWH | EF | EF+EWH | EWH | Level | Description | Buildings | Impacted | Switching | Switching | Swtiching | HP | HP+EWH | EF | EF+EWH | EWH | Level | Description | Buildings | Impacted | Switching | Switching | Swtiching | HP | HP+EWH | EF | EF+EWH | EWH
NWGF | [11 empty] | NWGF | [11 empty] | NWGF | [11 empty] | NWGF | [11 empty] | NWGF
1 | NWGF 90% | 4701 | 2361 | 653 | 13.89% | 27.66% | 516 | 41 | 77 | 11 | 8 | 1 | NWGF 90% | 3462 | 2179 | 623 | 18% | 28.59% | 496 | 33 | 76 | 10 | 8 | 1 | NWGF 90% | 1135 | 128 | 30 | 2.643% | 23.44% | 20 | 8 | 1 | 1 | 0 | 1 | NWGF 90% | 78 | 53 | 0 | 0% | 0% | 0 | 0 | 0 | 0 | 0 | 1 | NWGF 90% | 26 | 1 | 0 | 0% | 0% | 0 | 0 | 0 | 0 | 0
2 | NWGF 92% | 4701 | 2699 | 847 | 18.02% | 31.38% | 677 | 57 | 94 | 11 | 8 | 2 | NWGF 92% | 3462 | 2391 | 761 | 21.98% | 31.83% | 626 | 30 | 90 | 7 | 8 | 2 | NWGF 92% | 1135 | 248 | 86 | 7.577% | 34.68% | 51 | 27 | 4 | 4 | 0 | 2 | NWGF 92% | 78 | 58 | 0 | 0% | 0% | 0 | 0 | 0 | 0 | 0 | 2 | NWGF 92% | 26 | 2 | 0 | 0% | 0% | 0 | 0 | 0 | 0 | 0
3 | NWGF 95% | 4701 | 3770 | 1262 | 26.85% | 33.47% | 1015 | 86 | 139 | 17 | 5 | 3 | NWGF 95% | 3462 | 3130 | 1025 | 29.61% | 32.75% | 848 | 35 | 131 | 6 | 5 | 3 | NWGF 95% | 1135 | 556 | 237 | 20.88% | 42.63% | 167 | 51 | 8 | 11 | 0 | 3 | NWGF 95% | 78 | 73 | 0 | 0% | 0% | 0 | 0 | 0 | 0 | 0 | 3 | NWGF 95% | 26 | 11 | 0 | 0% | 0% | 0 | 0 | 0 | 0 | 0
4 | NWGF 98% | 4701 | 4239 | 1513 | 32.18% | 35.69% | 1271 | 57 | 163 | 18 | 4 | 4 | NWGF 98% | 3462 | 3369 | 1225 | 35.38% | 36.36% | 1018 | 38 | 158 | 7 | 4 | 4 | NWGF 98% | 1135 | 769 | 288 | 25.37% | 37.45% | 253 | 19 | 5 | 11 | 0 | 4 | NWGF 98% | 78 | 78 | 0 | 0% | 0% | 0 | 0 | 0 | 0 | 0 | 4 | NWGF 98% | 26 | 23 | 0 | 0% | 0% | 0 | 0 | 0 | 0 | 0
Simulation Results Senior Only | [5 empty] | Scenario Int-11 | [5 empty] | Simulation Results Senior Only - North | [5 empty] | Scenario Int-11 | [5 empty] | Simulation Results Senior Only - Rest of Country | [5 empty] | Scenario Int-11
[7 empty] | type of switching | [11 empty] | type of switching | [11 empty] | type of switching
[7 empty] | NWGF | NWGF+GWH | NWGF | NWGF+GWH | GWH | [7 empty] | NWGF | NWGF+GWH | NWGF | NWGF+GWH | GWH | [7 empty] | NWGF | NWGF+GWH | NWGF | NWGF+GWH | GWH
|  | Number of | Number | Number | % of Total | % of Impacted | --> | --> | --> | --> | --> |  |  | Number of | Number | Number | % of Total | % of Impacted | --> | --> | --> | --> | --> |  |  | Number of | Number | Number | % of Total | % of Impacted | --> | --> | --> | --> | -->
Level | Description | Buildings | Impacted | Switching | Switching | Swtiching | HP | HP+EWH | EF | EF+EWH | EWH | Level | Description | Buildings | Impacted | Switching | Switching | Swtiching | HP | HP+EWH | EF | EF+EWH | EWH | Level | Description | Buildings | Impacted | Switching | Switching | Swtiching | HP | HP+EWH | EF | EF+EWH | EWH
NWGF | [11 empty] | NWGF | [11 empty] | NWGF
1 | NWGF 90% | 1455 | 417 | 114 | 7.835% | 27.34% | 81 | 9 | 21 | 3 | 0 | 1 | NWGF 90% | 794 | 98 | 19 | 2.393% | 19.39% | 10 | 4 | 4 | 1 | 0 | 1 | NWGF 90% | 661 | 319 | 95 | 14.37% | 29.78% | 71 | 5 | 17 | 2 | 0
2 | NWGF 92% | 1455 | 504 | 131 | 9.003% | 25.99% | 91 | 11 | 24 | 5 | 0 | 2 | NWGF 92% | 794 | 144 | 20 | 2.519% | 13.89% | 10 | 4 | 5 | 1 | 0 | 2 | NWGF 92% | 661 | 360 | 111 | 16.79% | 30.83% | 81 | 7 | 19 | 4 | 0
3 | NWGF 95% | 1455 | 828 | 186 | 12.78% | 22.46% | 127 | 22 | 30 | 7 | 0 | 3 | NWGF 95% | 794 | 298 | 25 | 3.149% | 8.389% | 16 | 4 | 3 | 2 | 0 | 3 | NWGF 95% | 661 | 530 | 161 | 24.36% | 30.38% | 111 | 18 | 27 | 5 | 0
4 | NWGF 98% | 1455 | 1326 | 214 | 14.71% | 16.14% | 160 | 10 | 34 | 10 | 0 | 4 | NWGF 98% | 794 | 730 | 36 | 4.534% | 4.932% | 23 | 4 | 6 | 3 | 0 | 4 | NWGF 98% | 661 | 596 | 178 | 26.93% | 29.87% | 137 | 6 | 28 | 7 | 0
Simulation Results Low Income Only | [5 empty] | Scenario Int-11 | [5 empty] | Simulation Results Low Income Only - North | [5 empty] | Scenario Int-11 | [5 empty] | Simulation Results Low Income Only - Rest of Country | [5 empty] | Scenario Int-11
[7 empty] | type of switching | [11 empty] | type of switching | [11 empty] | type of switching
[7 empty] | NWGF | NWGF+GWH | NWGF | NWGF+GWH | GWH | [7 empty] | NWGF | NWGF+GWH | NWGF | NWGF+GWH | GWH | [7 empty] | NWGF | NWGF+GWH | NWGF | NWGF+GWH | GWH
|  | Number of | Number | Number | % of Total | % of Impacted | --> | --> | --> | --> | --> |  |  | Number of | Number | Number | % of Total | % of Impacted | --> | --> | --> | --> | --> |  |  | Number of | Number | Number | % of Total | % of Impacted | --> | --> | --> | --> | -->
Level | Description | Buildings | Impacted | Switching | Switching | Swtiching | HP | HP+EWH | EF | EF+EWH | EWH | Level | Description | Buildings | Impacted | Switching | Switching | Swtiching | HP | HP+EWH | EF | EF+EWH | EWH | Level | Description | Buildings | Impacted | Switching | Switching | Swtiching | HP | HP+EWH | EF | EF+EWH | EWH
NWGF | [11 empty] | NWGF | [11 empty] | NWGF
1 | NWGF 90% | 815 | 305 | 90 | 11.04% | 29.51% | 67 | 7 | 13 | 3 | 0 | 1 | NWGF 90% | 441 | 59 | 6 | 1.361% | 10.17% | 4 | 2 | 0 | 0 | 0 | 1 | NWGF 90% | 374 | 246 | 84 | 22.46% | 34.15% | 63 | 5 | 13 | 3 | 0
2 | NWGF 92% | 815 | 346 | 105 | 12.88% | 30.35% | 79 | 4 | 19 | 3 | 0 | 2 | NWGF 92% | 441 | 84 | 7 | 1.587% | 8.333% | 4 | 2 | 1 | 0 | 0 | 2 | NWGF 92% | 374 | 262 | 98 | 26.2% | 37.4% | 75 | 2 | 18 | 3 | 0
3 | NWGF 95% | 815 | 519 | 150 | 18.4% | 28.9% | 107 | 13 | 30 | 0 | 0 | 3 | NWGF 95% | 441 | 189 | 13 | 2.948% | 6.878% | 7 | 5 | 1 | 0 | 0 | 3 | NWGF 95% | 374 | 330 | 137 | 36.63% | 41.52% | 100 | 8 | 29 | 0 | 0
4 | NWGF 98% | 815 | 761 | 180 | 22.09% | 23.65% | 138 | 8 | 33 | 1 | 0 | 4 | NWGF 98% | 441 | 414 | 16 | 3.628% | 3.865% | 10 | 4 | 1 | 1 | 0 | 4 | NWGF 98% | 374 | 347 | 164 | 43.85% | 47.26% | 128 | 4 | 32 | 0 | 0

## Scenario Int-12
Simulation Results NATIONAL - 10000 samples | [5 empty] | Scenario Int-12 | [5 empty] | Residential - Replacement | [5 empty] | Scenario Int-12 | [5 empty] | Residential - New | [5 empty] | Scenario Int-12 | [5 empty] | Commercial - Replacement | [5 empty] | Scenario Int-12 | [5 empty] | Commercial - New | [5 empty] | Scenario Int-12
[7 empty] | type of switching | [11 empty] | type of switching | [11 empty] | type of switching | [11 empty] | type of switching | [11 empty] | type of switching
[7 empty] | NWGF | NWGF+GWH | NWGF | NWGF+GWH | GWH | [7 empty] | NWGF | NWGF+GWH | NWGF | NWGF+GWH | GWH | [7 empty] | NWGF | NWGF+GWH | NWGF | NWGF+GWH | GWH | [7 empty] | NWGF | NWGF+GWH | NWGF | NWGF+GWH | GWH | [7 empty] | NWGF | NWGF+GWH | NWGF | NWGF+GWH | GWH
|  | Number of | Number | Number | % of Total | % of Impacted | --> | --> | --> | --> | --> |  |  | Number of | Number | Number | % of Total | % of Impacted | --> | --> | --> | --> | --> |  |  | Number of | Number | Number | % of Total | % of Impacted | --> | --> | --> | --> | --> |  |  | Number of | Number | Number | % of Total | % of Impacted | --> | --> | --> | --> | --> |  |  | Number of | Number | Number | % of Total | % of Impacted | --> | --> | --> | --> | -->
Level | Description | Buildings | Impacted | Switching | Switching | Swtiching | HP | HP+EWH | EF | EF+EWH | EWH | Level | Description | Buildings | Impacted | Switching | Switching | Swtiching | HP | HP+EWH | EF | EF+EWH | EWH | Level | Description | Buildings | Impacted | Switching | Switching | Swtiching | HP | HP+EWH | EF | EF+EWH | EWH | Level | Description | Buildings | Impacted | Switching | Switching | Swtiching | HP | HP+EWH | EF | EF+EWH | EWH | Level | Description | Buildings | Impacted | Switching | Switching | Swtiching | HP | HP+EWH | EF | EF+EWH | EWH
NWGF | [11 empty] | NWGF | [11 empty] | NWGF | [11 empty] | NWGF | [11 empty] | NWGF
1 | NWGF 90% | 10000 | 3167 | 706 | 7.06% | 22.29% | 538 | 62 | 82 | 15 | 9 | 1 | NWGF 90% | 7241 | 2751 | 645 | 8.908% | 23.45% | 509 | 34 | 78 | 15 | 9 | 1 | NWGF 90% | 2476 | 332 | 61 | 2.464% | 18.37% | 29 | 28 | 4 | 0 | 0 | 1 | NWGF 90% | 211 | 76 | 0 | 0% | 0% | 0 | 0 | 0 | 0 | 0 | 1 | NWGF 90% | 72 | 8 | 0 | 0% | 0% | 0 | 0 | 0 | 0 | 0
2 | NWGF 92% | 10000 | 3915 | 933 | 9.33% | 23.83% | 717 | 93 | 100 | 15 | 8 | 2 | NWGF 92% | 7241 | 3173 | 808 | 11.16% | 25.46% | 655 | 39 | 94 | 12 | 8 | 2 | NWGF 92% | 2476 | 638 | 125 | 5.048% | 19.59% | 62 | 54 | 6 | 3 | 0 | 2 | NWGF 92% | 211 | 89 | 0 | 0% | 0% | 0 | 0 | 0 | 0 | 0 | 2 | NWGF 92% | 72 | 15 | 0 | 0% | 0% | 0 | 0 | 0 | 0 | 0
3 | NWGF 95% | 10000 | 6178 | 1328 | 13.28% | 21.5% | 1064 | 93 | 142 | 24 | 5 | 3 | NWGF 95% | 7241 | 4724 | 1117 | 15.43% | 23.65% | 922 | 42 | 133 | 15 | 5 | 3 | NWGF 95% | 2476 | 1287 | 211 | 8.522% | 16.39% | 142 | 51 | 9 | 9 | 0 | 3 | NWGF 95% | 211 | 132 | 0 | 0% | 0% | 0 | 0 | 0 | 0 | 0 | 3 | NWGF 95% | 72 | 35 | 0 | 0% | 0% | 0 | 0 | 0 | 0 | 0
4 | NWGF 98% | 10000 | 8978 | 1676 | 16.76% | 18.67% | 1372 | 95 | 180 | 25 | 4 | 4 | NWGF 98% | 7241 | 7045 | 1322 | 18.26% | 18.77% | 1091 | 41 | 172 | 14 | 4 | 4 | NWGF 98% | 2476 | 1670 | 354 | 14.3% | 21.2% | 281 | 54 | 8 | 11 | 0 | 4 | NWGF 98% | 211 | 208 | 0 | 0% | 0% | 0 | 0 | 0 | 0 | 0 | 4 | NWGF 98% | 72 | 55 | 0 | 0% | 0% | 0 | 0 | 0 | 0 | 0
Simulation Results NORTH | [5 empty] | Scenario Int-12 | [5 empty] | Residential - North - Replacement | [5 empty] | Scenario Int-12 | [5 empty] | Residential - North - New | [5 empty] | Scenario Int-12 | [5 empty] | Commercial - North - Replacement | [5 empty] | Scenario Int-12 | [5 empty] | Commercial - North - New | [5 empty] | Scenario Int-12
[7 empty] | type of switching | [11 empty] | type of switching | [11 empty] | type of switching | [11 empty] | type of switching | [11 empty] | type of switching
[7 empty] | NWGF | NWGF+GWH | NWGF | NWGF+GWH | GWH | [7 empty] | NWGF | NWGF+GWH | NWGF | NWGF+GWH | GWH | [7 empty] | NWGF | NWGF+GWH | NWGF | NWGF+GWH | GWH | [7 empty] | NWGF | NWGF+GWH | NWGF | NWGF+GWH | GWH | [7 empty] | NWGF | NWGF+GWH | NWGF | NWGF+GWH | GWH
|  | Number of | Number | Number | % of Total | % of Impacted | --> | --> | --> | --> | --> |  |  | Number of | Number | Number | % of Total | % of Impacted | --> | --> | --> | --> | --> |  |  | Number of | Number | Number | % of Total | % of Impacted | --> | --> | --> | --> | --> |  |  | Number of | Number | Number | % of Total | % of Impacted | --> | --> | --> | --> | --> |  |  | Number of | Number | Number | % of Total | % of Impacted | --> | --> | --> | --> | -->
Level | Description | Buildings | Impacted | Switching | Switching | Swtiching | HP | HP+EWH | EF | EF+EWH | EWH | Level | Description | Buildings | Impacted | Switching | Switching | Swtiching | HP | HP+EWH | EF | EF+EWH | EWH | Level | Description | Buildings | Impacted | Switching | Switching | Swtiching | HP | HP+EWH | EF | EF+EWH | EWH | Level | Description | Buildings | Impacted | Switching | Switching | Swtiching | HP | HP+EWH | EF | EF+EWH | EWH | Level | Description | Buildings | Impacted | Switching | Switching | Swtiching | HP | HP+EWH | EF | EF+EWH | EWH
NWGF | [11 empty] | NWGF | [11 empty] | NWGF | [11 empty] | NWGF | [11 empty] | NWGF
1 | NWGF 90% | 5299 | 798 | 109 | 2.057% | 13.66% | 63 | 29 | 13 | 4 | 0 | 1 | NWGF 90% | 3779 | 565 | 74 | 1.958% | 13.1% | 52 | 8 | 10 | 4 | 0 | 1 | NWGF 90% | 1341 | 203 | 35 | 2.61% | 17.24% | 11 | 21 | 3 | 0 | 0 | 1 | NWGF 90% | 133 | 23 | 0 | 0% | 0% | 0 | 0 | 0 | 0 | 0 | 1 | NWGF 90% | 46 | 7 | 0 | 0% | 0% | 0 | 0 | 0 | 0 | 0
2 | NWGF 92% | 5299 | 1213 | 133 | 2.51% | 10.96% | 77 | 38 | 13 | 5 | 0 | 2 | NWGF 92% | 3779 | 783 | 90 | 2.382% | 11.49% | 66 | 9 | 10 | 5 | 0 | 2 | NWGF 92% | 1341 | 386 | 43 | 3.207% | 11.14% | 11 | 29 | 3 | 0 | 0 | 2 | NWGF 92% | 133 | 31 | 0 | 0% | 0% | 0 | 0 | 0 | 0 | 0 | 2 | NWGF 92% | 46 | 13 | 0 | 0% | 0% | 0 | 0 | 0 | 0 | 0
3 | NWGF 95% | 5299 | 2442 | 176 | 3.321% | 7.207% | 104 | 44 | 20 | 8 | 0 | 3 | NWGF 95% | 3779 | 1567 | 125 | 3.308% | 7.977% | 88 | 12 | 17 | 8 | 0 | 3 | NWGF 95% | 1341 | 792 | 51 | 3.803% | 6.439% | 16 | 32 | 3 | 0 | 0 | 3 | NWGF 95% | 133 | 59 | 0 | 0% | 0% | 0 | 0 | 0 | 0 | 0 | 3 | NWGF 95% | 46 | 24 | 0 | 0% | 0% | 0 | 0 | 0 | 0 | 0
4 | NWGF 98% | 5299 | 4729 | 212 | 4.001% | 4.483% | 134 | 43 | 25 | 10 | 0 | 4 | NWGF 98% | 3779 | 3676 | 144 | 3.811% | 3.917% | 106 | 6 | 22 | 10 | 0 | 4 | NWGF 98% | 1341 | 891 | 68 | 5.071% | 7.632% | 28 | 37 | 3 | 0 | 0 | 4 | NWGF 98% | 133 | 130 | 0 | 0% | 0% | 0 | 0 | 0 | 0 | 0 | 4 | NWGF 98% | 46 | 32 | 0 | 0% | 0% | 0 | 0 | 0 | 0 | 0
Simulation Results Rest of Country | [5 empty] | Scenario Int-12 | [5 empty] | Residential - Rest of Country - Replacement | [5 empty] | Scenario Int-12 | [5 empty] | Residential - Rest of Country - New | [5 empty] | Scenario Int-12 | [5 empty] | Commercial - Rest of Country - Replacement | [5 empty] | Scenario Int-12 | [5 empty] | Commercial - Rest of Country - New | [5 empty] | Scenario Int-12
[7 empty] | type of switching | [11 empty] | type of switching | [11 empty] | type of switching | [11 empty] | type of switching | [11 empty] | type of switching
[7 empty] | NWGF | NWGF+GWH | NWGF | NWGF+GWH | GWH | [7 empty] | NWGF | NWGF+GWH | NWGF | NWGF+GWH | GWH | [7 empty] | NWGF | NWGF+GWH | NWGF | NWGF+GWH | GWH | [7 empty] | NWGF | NWGF+GWH | NWGF | NWGF+GWH | GWH | [7 empty] | NWGF | NWGF+GWH | NWGF | NWGF+GWH | GWH
|  | Number of | Number | Number | % of Total | % of Impacted | --> | --> | --> | --> | --> |  |  | Number of | Number | Number | % of Total | % of Impacted | --> | --> | --> | --> | --> |  |  | Number of | Number | Number | % of Total | % of Impacted | --> | --> | --> | --> | --> |  |  | Number of | Number | Number | % of Total | % of Impacted | --> | --> | --> | --> | --> |  |  | Number of | Number | Number | % of Total | % of Impacted | --> | --> | --> | --> | -->
Level | Description | Buildings | Impacted | Switching | Switching | Swtiching | HP | HP+EWH | EF | EF+EWH | EWH | Level | Description | Buildings | Impacted | Switching | Switching | Swtiching | HP | HP+EWH | EF | EF+EWH | EWH | Level | Description | Buildings | Impacted | Switching | Switching | Swtiching | HP | HP+EWH | EF | EF+EWH | EWH | Level | Description | Buildings | Impacted | Switching | Switching | Swtiching | HP | HP+EWH | EF | EF+EWH | EWH | Level | Description | Buildings | Impacted | Switching | Switching | Swtiching | HP | HP+EWH | EF | EF+EWH | EWH
NWGF | [11 empty] | NWGF | [11 empty] | NWGF | [11 empty] | NWGF | [11 empty] | NWGF
1 | NWGF 90% | 4701 | 2369 | 597 | 12.7% | 25.2% | 475 | 33 | 69 | 11 | 9 | 1 | NWGF 90% | 3462 | 2186 | 571 | 16.49% | 26.12% | 457 | 26 | 68 | 11 | 9 | 1 | NWGF 90% | 1135 | 129 | 26 | 2.291% | 20.16% | 18 | 7 | 1 | 0 | 0 | 1 | NWGF 90% | 78 | 53 | 0 | 0% | 0% | 0 | 0 | 0 | 0 | 0 | 1 | NWGF 90% | 26 | 1 | 0 | 0% | 0% | 0 | 0 | 0 | 0 | 0
2 | NWGF 92% | 4701 | 2702 | 800 | 17.02% | 29.61% | 640 | 55 | 87 | 10 | 8 | 2 | NWGF 92% | 3462 | 2390 | 718 | 20.74% | 30.04% | 589 | 30 | 84 | 7 | 8 | 2 | NWGF 92% | 1135 | 252 | 82 | 7.225% | 32.54% | 51 | 25 | 3 | 3 | 0 | 2 | NWGF 92% | 78 | 58 | 0 | 0% | 0% | 0 | 0 | 0 | 0 | 0 | 2 | NWGF 92% | 26 | 2 | 0 | 0% | 0% | 0 | 0 | 0 | 0 | 0
3 | NWGF 95% | 4701 | 3736 | 1152 | 24.51% | 30.84% | 960 | 49 | 122 | 16 | 5 | 3 | NWGF 95% | 3462 | 3157 | 992 | 28.65% | 31.42% | 834 | 30 | 116 | 7 | 5 | 3 | NWGF 95% | 1135 | 495 | 160 | 14.1% | 32.32% | 126 | 19 | 6 | 9 | 0 | 3 | NWGF 95% | 78 | 73 | 0 | 0% | 0% | 0 | 0 | 0 | 0 | 0 | 3 | NWGF 95% | 26 | 11 | 0 | 0% | 0% | 0 | 0 | 0 | 0 | 0
4 | NWGF 98% | 4701 | 4249 | 1464 | 31.14% | 34.46% | 1238 | 52 | 155 | 15 | 4 | 4 | NWGF 98% | 3462 | 3369 | 1178 | 34.03% | 34.97% | 985 | 35 | 150 | 4 | 4 | 4 | NWGF 98% | 1135 | 779 | 286 | 25.2% | 36.71% | 253 | 17 | 5 | 11 | 0 | 4 | NWGF 98% | 78 | 78 | 0 | 0% | 0% | 0 | 0 | 0 | 0 | 0 | 4 | NWGF 98% | 26 | 23 | 0 | 0% | 0% | 0 | 0 | 0 | 0 | 0
Simulation Results Senior Only | [5 empty] | Scenario Int-12 | [5 empty] | Simulation Results Senior Only - North | [5 empty] | Scenario Int-12 | [5 empty] | Simulation Results Senior Only - Rest of Country | [5 empty] | Scenario Int-12
[7 empty] | type of switching | [11 empty] | type of switching | [11 empty] | type of switching
[7 empty] | NWGF | NWGF+GWH | NWGF | NWGF+GWH | GWH | [7 empty] | NWGF | NWGF+GWH | NWGF | NWGF+GWH | GWH | [7 empty] | NWGF | NWGF+GWH | NWGF | NWGF+GWH | GWH
|  | Number of | Number | Number | % of Total | % of Impacted | --> | --> | --> | --> | --> |  |  | Number of | Number | Number | % of Total | % of Impacted | --> | --> | --> | --> | --> |  |  | Number of | Number | Number | % of Total | % of Impacted | --> | --> | --> | --> | -->
Level | Description | Buildings | Impacted | Switching | Switching | Swtiching | HP | HP+EWH | EF | EF+EWH | EWH | Level | Description | Buildings | Impacted | Switching | Switching | Swtiching | HP | HP+EWH | EF | EF+EWH | EWH | Level | Description | Buildings | Impacted | Switching | Switching | Swtiching | HP | HP+EWH | EF | EF+EWH | EWH
NWGF | [11 empty] | NWGF | [11 empty] | NWGF
1 | NWGF 90% | 1455 | 418 | 106 | 7.285% | 25.36% | 73 | 10 | 18 | 5 | 0 | 1 | NWGF 90% | 794 | 98 | 18 | 2.267% | 18.37% | 8 | 4 | 4 | 2 | 0 | 1 | NWGF 90% | 661 | 320 | 88 | 13.31% | 27.5% | 65 | 6 | 14 | 3 | 0
2 | NWGF 92% | 1455 | 504 | 131 | 9.003% | 25.99% | 91 | 12 | 22 | 6 | 0 | 2 | NWGF 92% | 794 | 144 | 21 | 2.645% | 14.58% | 11 | 4 | 5 | 1 | 0 | 2 | NWGF 92% | 661 | 360 | 110 | 16.64% | 30.56% | 80 | 8 | 17 | 5 | 0
3 | NWGF 95% | 1455 | 825 | 175 | 12.03% | 21.21% | 125 | 12 | 29 | 9 | 0 | 3 | NWGF 95% | 794 | 302 | 28 | 3.526% | 9.272% | 14 | 5 | 6 | 3 | 0 | 3 | NWGF 95% | 661 | 523 | 147 | 22.24% | 28.11% | 111 | 7 | 23 | 6 | 0
4 | NWGF 98% | 1455 | 1327 | 210 | 14.43% | 15.83% | 159 | 10 | 32 | 9 | 0 | 4 | NWGF 98% | 794 | 730 | 36 | 4.534% | 4.932% | 23 | 4 | 6 | 3 | 0 | 4 | NWGF 98% | 661 | 597 | 174 | 26.32% | 29.15% | 136 | 6 | 26 | 6 | 0
Simulation Results Low Income Only | [5 empty] | Scenario Int-12 | [5 empty] | Simulation Results Low Income Only - North | [5 empty] | Scenario Int-12 | [5 empty] | Simulation Results Low Income Only - Rest of Country | [5 empty] | Scenario Int-12
[7 empty] | type of switching | [11 empty] | type of switching | [11 empty] | type of switching
[7 empty] | NWGF | NWGF+GWH | NWGF | NWGF+GWH | GWH | [7 empty] | NWGF | NWGF+GWH | NWGF | NWGF+GWH | GWH | [7 empty] | NWGF | NWGF+GWH | NWGF | NWGF+GWH | GWH
|  | Number of | Number | Number | % of Total | % of Impacted | --> | --> | --> | --> | --> |  |  | Number of | Number | Number | % of Total | % of Impacted | --> | --> | --> | --> | --> |  |  | Number of | Number | Number | % of Total | % of Impacted | --> | --> | --> | --> | -->
Level | Description | Buildings | Impacted | Switching | Switching | Swtiching | HP | HP+EWH | EF | EF+EWH | EWH | Level | Description | Buildings | Impacted | Switching | Switching | Swtiching | HP | HP+EWH | EF | EF+EWH | EWH | Level | Description | Buildings | Impacted | Switching | Switching | Swtiching | HP | HP+EWH | EF | EF+EWH | EWH
NWGF | [11 empty] | NWGF | [11 empty] | NWGF
1 | NWGF 90% | 815 | 304 | 87 | 10.67% | 28.62% | 68 | 6 | 11 | 2 | 0 | 1 | NWGF 90% | 441 | 58 | 6 | 1.361% | 10.34% | 4 | 2 | 0 | 0 | 0 | 1 | NWGF 90% | 374 | 246 | 81 | 21.66% | 32.93% | 64 | 4 | 11 | 2 | 0
2 | NWGF 92% | 815 | 346 | 101 | 12.39% | 29.19% | 78 | 5 | 16 | 2 | 0 | 2 | NWGF 92% | 441 | 84 | 6 | 1.361% | 7.143% | 4 | 2 | 0 | 0 | 0 | 2 | NWGF 92% | 374 | 262 | 95 | 25.4% | 36.26% | 74 | 3 | 16 | 2 | 0
3 | NWGF 95% | 815 | 514 | 137 | 16.81% | 26.65% | 102 | 11 | 24 | 0 | 0 | 3 | NWGF 95% | 441 | 188 | 12 | 2.721% | 6.383% | 6 | 5 | 1 | 0 | 0 | 3 | NWGF 95% | 374 | 326 | 125 | 33.42% | 38.34% | 96 | 6 | 23 | 0 | 0
4 | NWGF 98% | 815 | 762 | 177 | 21.72% | 23.23% | 136 | 8 | 32 | 1 | 0 | 4 | NWGF 98% | 441 | 414 | 16 | 3.628% | 3.865% | 10 | 4 | 1 | 1 | 0 | 4 | NWGF 98% | 374 | 348 | 161 | 43.05% | 46.26% | 126 | 4 | 31 | 0 | 0

## Scenario Int-13
Simulation Results NATIONAL - 10000 samples | [5 empty] | Scenario Int-13 | [5 empty] | Residential - Replacement | [5 empty] | Scenario Int-13 | [5 empty] | Residential - New | [5 empty] | Scenario Int-13 | [5 empty] | Commercial - Replacement | [5 empty] | Scenario Int-13 | [5 empty] | Commercial - New | [5 empty] | Scenario Int-13
[7 empty] | type of switching | [11 empty] | type of switching | [11 empty] | type of switching | [11 empty] | type of switching | [11 empty] | type of switching
[7 empty] | NWGF | NWGF+GWH | NWGF | NWGF+GWH | GWH | [7 empty] | NWGF | NWGF+GWH | NWGF | NWGF+GWH | GWH | [7 empty] | NWGF | NWGF+GWH | NWGF | NWGF+GWH | GWH | [7 empty] | NWGF | NWGF+GWH | NWGF | NWGF+GWH | GWH | [7 empty] | NWGF | NWGF+GWH | NWGF | NWGF+GWH | GWH
|  | Number of | Number | Number | % of Total | % of Impacted | --> | --> | --> | --> | --> |  |  | Number of | Number | Number | % of Total | % of Impacted | --> | --> | --> | --> | --> |  |  | Number of | Number | Number | % of Total | % of Impacted | --> | --> | --> | --> | --> |  |  | Number of | Number | Number | % of Total | % of Impacted | --> | --> | --> | --> | --> |  |  | Number of | Number | Number | % of Total | % of Impacted | --> | --> | --> | --> | -->
Level | Description | Buildings | Impacted | Switching | Switching | Swtiching | HP | HP+EWH | EF | EF+EWH | EWH | Level | Description | Buildings | Impacted | Switching | Switching | Swtiching | HP | HP+EWH | EF | EF+EWH | EWH | Level | Description | Buildings | Impacted | Switching | Switching | Swtiching | HP | HP+EWH | EF | EF+EWH | EWH | Level | Description | Buildings | Impacted | Switching | Switching | Swtiching | HP | HP+EWH | EF | EF+EWH | EWH | Level | Description | Buildings | Impacted | Switching | Switching | Swtiching | HP | HP+EWH | EF | EF+EWH | EWH
NWGF | [11 empty] | NWGF | [11 empty] | NWGF | [11 empty] | NWGF | [11 empty] | NWGF
1 | NWGF 90% | 10000 | 2959 | 680 | 6.8% | 22.98% | 504 | 68 | 85 | 16 | 7 | 1 | NWGF 90% | 7241 | 2568 | 618 | 8.535% | 24.07% | 477 | 38 | 81 | 15 | 7 | 1 | NWGF 90% | 2476 | 309 | 62 | 2.504% | 20.06% | 27 | 30 | 4 | 1 | 0 | 1 | NWGF 90% | 211 | 74 | 0 | 0% | 0% | 0 | 0 | 0 | 0 | 0 | 1 | NWGF 90% | 72 | 8 | 0 | 0% | 0% | 0 | 0 | 0 | 0 | 0
2 | NWGF 92% | 10000 | 3641 | 879 | 8.79% | 24.14% | 661 | 87 | 107 | 17 | 7 | 2 | NWGF 92% | 7241 | 2937 | 756 | 10.44% | 25.74% | 602 | 34 | 100 | 13 | 7 | 2 | NWGF 92% | 2476 | 608 | 123 | 4.968% | 20.23% | 59 | 53 | 7 | 4 | 0 | 2 | NWGF 92% | 211 | 80 | 0 | 0% | 0% | 0 | 0 | 0 | 0 | 0 | 2 | NWGF 92% | 72 | 16 | 0 | 0% | 0% | 0 | 0 | 0 | 0 | 0
3 | NWGF 95% | 10000 | 5812 | 1276 | 12.76% | 21.95% | 998 | 94 | 153 | 27 | 4 | 3 | NWGF 95% | 7241 | 4413 | 1058 | 14.61% | 23.97% | 853 | 40 | 145 | 16 | 4 | 3 | NWGF 95% | 2476 | 1243 | 218 | 8.805% | 17.54% | 145 | 54 | 8 | 11 | 0 | 3 | NWGF 95% | 211 | 121 | 0 | 0% | 0% | 0 | 0 | 0 | 0 | 0 | 3 | NWGF 95% | 72 | 35 | 0 | 0% | 0% | 0 | 0 | 0 | 0 | 0
4 | NWGF 98% | 10000 | 8746 | 1584 | 15.84% | 18.11% | 1270 | 104 | 178 | 29 | 3 | 4 | NWGF 98% | 7241 | 6861 | 1242 | 17.15% | 18.1% | 1010 | 41 | 170 | 18 | 3 | 4 | NWGF 98% | 2476 | 1632 | 342 | 13.81% | 20.96% | 260 | 63 | 8 | 11 | 0 | 4 | NWGF 98% | 211 | 199 | 0 | 0% | 0% | 0 | 0 | 0 | 0 | 0 | 4 | NWGF 98% | 72 | 54 | 0 | 0% | 0% | 0 | 0 | 0 | 0 | 0
Simulation Results NORTH | [5 empty] | Scenario Int-13 | [5 empty] | Residential - North - Replacement | [5 empty] | Scenario Int-13 | [5 empty] | Residential - North - New | [5 empty] | Scenario Int-13 | [5 empty] | Commercial - North - Replacement | [5 empty] | Scenario Int-13 | [5 empty] | Commercial - North - New | [5 empty] | Scenario Int-13
[7 empty] | type of switching | [11 empty] | type of switching | [11 empty] | type of switching | [11 empty] | type of switching | [11 empty] | type of switching
[7 empty] | NWGF | NWGF+GWH | NWGF | NWGF+GWH | GWH | [7 empty] | NWGF | NWGF+GWH | NWGF | NWGF+GWH | GWH | [7 empty] | NWGF | NWGF+GWH | NWGF | NWGF+GWH | GWH | [7 empty] | NWGF | NWGF+GWH | NWGF | NWGF+GWH | GWH | [7 empty] | NWGF | NWGF+GWH | NWGF | NWGF+GWH | GWH
|  | Number of | Number | Number | % of Total | % of Impacted | --> | --> | --> | --> | --> |  |  | Number of | Number | Number | % of Total | % of Impacted | --> | --> | --> | --> | --> |  |  | Number of | Number | Number | % of Total | % of Impacted | --> | --> | --> | --> | --> |  |  | Number of | Number | Number | % of Total | % of Impacted | --> | --> | --> | --> | --> |  |  | Number of | Number | Number | % of Total | % of Impacted | --> | --> | --> | --> | -->
Level | Description | Buildings | Impacted | Switching | Switching | Swtiching | HP | HP+EWH | EF | EF+EWH | EWH | Level | Description | Buildings | Impacted | Switching | Switching | Swtiching | HP | HP+EWH | EF | EF+EWH | EWH | Level | Description | Buildings | Impacted | Switching | Switching | Swtiching | HP | HP+EWH | EF | EF+EWH | EWH | Level | Description | Buildings | Impacted | Switching | Switching | Swtiching | HP | HP+EWH | EF | EF+EWH | EWH | Level | Description | Buildings | Impacted | Switching | Switching | Swtiching | HP | HP+EWH | EF | EF+EWH | EWH
NWGF | [11 empty] | NWGF | [11 empty] | NWGF | [11 empty] | NWGF | [11 empty] | NWGF
1 | NWGF 90% | 5299 | 854 | 100 | 1.887% | 11.71% | 54 | 31 | 12 | 3 | 0 | 1 | NWGF 90% | 3779 | 640 | 65 | 1.72% | 10.16% | 45 | 8 | 9 | 3 | 0 | 1 | NWGF 90% | 1341 | 187 | 35 | 2.61% | 18.72% | 9 | 23 | 3 | 0 | 0 | 1 | NWGF 90% | 133 | 20 | 0 | 0% | 0% | 0 | 0 | 0 | 0 | 0 | 1 | NWGF 90% | 46 | 7 | 0 | 0% | 0% | 0 | 0 | 0 | 0 | 0
2 | NWGF 92% | 5299 | 1254 | 120 | 2.265% | 9.569% | 66 | 36 | 12 | 6 | 0 | 2 | NWGF 92% | 3779 | 849 | 79 | 2.091% | 9.305% | 56 | 8 | 9 | 6 | 0 | 2 | NWGF 92% | 1341 | 368 | 41 | 3.057% | 11.14% | 10 | 28 | 3 | 0 | 0 | 2 | NWGF 92% | 133 | 23 | 0 | 0% | 0% | 0 | 0 | 0 | 0 | 0 | 2 | NWGF 92% | 46 | 14 | 0 | 0% | 0% | 0 | 0 | 0 | 0 | 0
3 | NWGF 95% | 5299 | 2311 | 172 | 3.246% | 7.443% | 101 | 45 | 17 | 9 | 0 | 3 | NWGF 95% | 3779 | 1469 | 118 | 3.123% | 8.033% | 86 | 8 | 15 | 9 | 0 | 3 | NWGF 95% | 1341 | 766 | 54 | 4.027% | 7.05% | 15 | 37 | 2 | 0 | 0 | 3 | NWGF 95% | 133 | 52 | 0 | 0% | 0% | 0 | 0 | 0 | 0 | 0 | 3 | NWGF 95% | 46 | 24 | 0 | 0% | 0% | 0 | 0 | 0 | 0 | 0
4 | NWGF 98% | 5299 | 4606 | 219 | 4.133% | 4.755% | 135 | 53 | 21 | 10 | 0 | 4 | NWGF 98% | 3779 | 3577 | 150 | 3.969% | 4.193% | 114 | 7 | 19 | 10 | 0 | 4 | NWGF 98% | 1341 | 872 | 69 | 5.145% | 7.913% | 21 | 46 | 2 | 0 | 0 | 4 | NWGF 98% | 133 | 125 | 0 | 0% | 0% | 0 | 0 | 0 | 0 | 0 | 4 | NWGF 98% | 46 | 32 | 0 | 0% | 0% | 0 | 0 | 0 | 0 | 0
Simulation Results Rest of Country | [5 empty] | Scenario Int-13 | [5 empty] | Residential - Rest of Country - Replacement | [5 empty] | Scenario Int-13 | [5 empty] | Residential - Rest of Country - New | [5 empty] | Scenario Int-13 | [5 empty] | Commercial - Rest of Country - Replacement | [5 empty] | Scenario Int-13 | [5 empty] | Commercial - Rest of Country - New | [5 empty] | Scenario Int-13
[7 empty] | type of switching | [11 empty] | type of switching | [11 empty] | type of switching | [11 empty] | type of switching | [11 empty] | type of switching
[7 empty] | NWGF | NWGF+GWH | NWGF | NWGF+GWH | GWH | [7 empty] | NWGF | NWGF+GWH | NWGF | NWGF+GWH | GWH | [7 empty] | NWGF | NWGF+GWH | NWGF | NWGF+GWH | GWH | [7 empty] | NWGF | NWGF+GWH | NWGF | NWGF+GWH | GWH | [7 empty] | NWGF | NWGF+GWH | NWGF | NWGF+GWH | GWH
|  | Number of | Number | Number | % of Total | % of Impacted | --> | --> | --> | --> | --> |  |  | Number of | Number | Number | % of Total | % of Impacted | --> | --> | --> | --> | --> |  |  | Number of | Number | Number | % of Total | % of Impacted | --> | --> | --> | --> | --> |  |  | Number of | Number | Number | % of Total | % of Impacted | --> | --> | --> | --> | --> |  |  | Number of | Number | Number | % of Total | % of Impacted | --> | --> | --> | --> | -->
Level | Description | Buildings | Impacted | Switching | Switching | Swtiching | HP | HP+EWH | EF | EF+EWH | EWH | Level | Description | Buildings | Impacted | Switching | Switching | Swtiching | HP | HP+EWH | EF | EF+EWH | EWH | Level | Description | Buildings | Impacted | Switching | Switching | Swtiching | HP | HP+EWH | EF | EF+EWH | EWH | Level | Description | Buildings | Impacted | Switching | Switching | Swtiching | HP | HP+EWH | EF | EF+EWH | EWH | Level | Description | Buildings | Impacted | Switching | Switching | Swtiching | HP | HP+EWH | EF | EF+EWH | EWH
NWGF | [11 empty] | NWGF | [11 empty] | NWGF | [11 empty] | NWGF | [11 empty] | NWGF
1 | NWGF 90% | 4701 | 2105 | 580 | 12.34% | 27.55% | 450 | 37 | 73 | 13 | 7 | 1 | NWGF 90% | 3462 | 1928 | 553 | 15.97% | 28.68% | 432 | 30 | 72 | 12 | 7 | 1 | NWGF 90% | 1135 | 122 | 27 | 2.379% | 22.13% | 18 | 7 | 1 | 1 | 0 | 1 | NWGF 90% | 78 | 54 | 0 | 0% | 0% | 0 | 0 | 0 | 0 | 0 | 1 | NWGF 90% | 26 | 1 | 0 | 0% | 0% | 0 | 0 | 0 | 0 | 0
2 | NWGF 92% | 4701 | 2387 | 759 | 16.15% | 31.8% | 595 | 51 | 95 | 11 | 7 | 2 | NWGF 92% | 3462 | 2088 | 677 | 19.56% | 32.42% | 546 | 26 | 91 | 7 | 7 | 2 | NWGF 92% | 1135 | 240 | 82 | 7.225% | 34.17% | 49 | 25 | 4 | 4 | 0 | 2 | NWGF 92% | 78 | 57 | 0 | 0% | 0% | 0 | 0 | 0 | 0 | 0 | 2 | NWGF 92% | 26 | 2 | 0 | 0% | 0% | 0 | 0 | 0 | 0 | 0
3 | NWGF 95% | 4701 | 3501 | 1104 | 23.48% | 31.53% | 897 | 49 | 136 | 18 | 4 | 3 | NWGF 95% | 3462 | 2944 | 940 | 27.15% | 31.93% | 767 | 32 | 130 | 7 | 4 | 3 | NWGF 95% | 1135 | 477 | 164 | 14.45% | 34.38% | 130 | 17 | 6 | 11 | 0 | 3 | NWGF 95% | 78 | 69 | 0 | 0% | 0% | 0 | 0 | 0 | 0 | 0 | 3 | NWGF 95% | 26 | 11 | 0 | 0% | 0% | 0 | 0 | 0 | 0 | 0
4 | NWGF 98% | 4701 | 4140 | 1365 | 29.04% | 32.97% | 1135 | 51 | 157 | 19 | 3 | 4 | NWGF 98% | 3462 | 3284 | 1092 | 31.54% | 33.25% | 896 | 34 | 151 | 8 | 3 | 4 | NWGF 98% | 1135 | 760 | 273 | 24.05% | 35.92% | 239 | 17 | 6 | 11 | 0 | 4 | NWGF 98% | 78 | 74 | 0 | 0% | 0% | 0 | 0 | 0 | 0 | 0 | 4 | NWGF 98% | 26 | 22 | 0 | 0% | 0% | 0 | 0 | 0 | 0 | 0
Simulation Results Senior Only | [5 empty] | Scenario Int-13 | [5 empty] | Simulation Results Senior Only - North | [5 empty] | Scenario Int-13 | [5 empty] | Simulation Results Senior Only - Rest of Country | [5 empty] | Scenario Int-13
[7 empty] | type of switching | [11 empty] | type of switching | [11 empty] | type of switching
[7 empty] | NWGF | NWGF+GWH | NWGF | NWGF+GWH | GWH | [7 empty] | NWGF | NWGF+GWH | NWGF | NWGF+GWH | GWH | [7 empty] | NWGF | NWGF+GWH | NWGF | NWGF+GWH | GWH
|  | Number of | Number | Number | % of Total | % of Impacted | --> | --> | --> | --> | --> |  |  | Number of | Number | Number | % of Total | % of Impacted | --> | --> | --> | --> | --> |  |  | Number of | Number | Number | % of Total | % of Impacted | --> | --> | --> | --> | -->
Level | Description | Buildings | Impacted | Switching | Switching | Swtiching | HP | HP+EWH | EF | EF+EWH | EWH | Level | Description | Buildings | Impacted | Switching | Switching | Swtiching | HP | HP+EWH | EF | EF+EWH | EWH | Level | Description | Buildings | Impacted | Switching | Switching | Swtiching | HP | HP+EWH | EF | EF+EWH | EWH
NWGF | [11 empty] | NWGF | [11 empty] | NWGF
1 | NWGF 90% | 1455 | 401 | 106 | 7.285% | 26.43% | 73 | 9 | 20 | 4 | 0 | 1 | NWGF 90% | 794 | 111 | 19 | 2.393% | 17.12% | 10 | 4 | 4 | 1 | 0 | 1 | NWGF 90% | 661 | 290 | 87 | 13.16% | 30% | 63 | 5 | 16 | 3 | 0
2 | NWGF 92% | 1455 | 481 | 127 | 8.729% | 26.4% | 89 | 10 | 23 | 5 | 0 | 2 | NWGF 92% | 794 | 156 | 21 | 2.645% | 13.46% | 12 | 4 | 4 | 1 | 0 | 2 | NWGF 92% | 661 | 325 | 106 | 16.04% | 32.62% | 77 | 6 | 19 | 4 | 0
3 | NWGF 95% | 1455 | 782 | 169 | 11.62% | 21.61% | 121 | 12 | 27 | 9 | 0 | 3 | NWGF 95% | 794 | 289 | 25 | 3.149% | 8.651% | 15 | 4 | 3 | 3 | 0 | 3 | NWGF 95% | 661 | 493 | 144 | 21.79% | 29.21% | 106 | 8 | 24 | 6 | 0
4 | NWGF 98% | 1455 | 1292 | 202 | 13.88% | 15.63% | 151 | 11 | 28 | 12 | 0 | 4 | NWGF 98% | 794 | 711 | 27 | 3.401% | 3.797% | 15 | 5 | 4 | 3 | 0 | 4 | NWGF 98% | 661 | 581 | 175 | 26.48% | 30.12% | 136 | 6 | 24 | 9 | 0
Simulation Results Low Income Only | [5 empty] | Scenario Int-13 | [5 empty] | Simulation Results Low Income Only - North | [5 empty] | Scenario Int-13 | [5 empty] | Simulation Results Low Income Only - Rest of Country | [5 empty] | Scenario Int-13
[7 empty] | type of switching | [11 empty] | type of switching | [11 empty] | type of switching
[7 empty] | NWGF | NWGF+GWH | NWGF | NWGF+GWH | GWH | [7 empty] | NWGF | NWGF+GWH | NWGF | NWGF+GWH | GWH | [7 empty] | NWGF | NWGF+GWH | NWGF | NWGF+GWH | GWH
|  | Number of | Number | Number | % of Total | % of Impacted | --> | --> | --> | --> | --> |  |  | Number of | Number | Number | % of Total | % of Impacted | --> | --> | --> | --> | --> |  |  | Number of | Number | Number | % of Total | % of Impacted | --> | --> | --> | --> | -->
Level | Description | Buildings | Impacted | Switching | Switching | Swtiching | HP | HP+EWH | EF | EF+EWH | EWH | Level | Description | Buildings | Impacted | Switching | Switching | Swtiching | HP | HP+EWH | EF | EF+EWH | EWH | Level | Description | Buildings | Impacted | Switching | Switching | Swtiching | HP | HP+EWH | EF | EF+EWH | EWH
NWGF | [11 empty] | NWGF | [11 empty] | NWGF
1 | NWGF 90% | 815 | 265 | 76 | 9.325% | 28.68% | 56 | 6 | 11 | 3 | 0 | 1 | NWGF 90% | 441 | 63 | 5 | 1.134% | 7.937% | 4 | 1 | 0 | 0 | 0 | 1 | NWGF 90% | 374 | 202 | 71 | 18.98% | 35.15% | 52 | 5 | 11 | 3 | 0
2 | NWGF 92% | 815 | 309 | 87 | 10.67% | 28.16% | 64 | 3 | 17 | 3 | 0 | 2 | NWGF 92% | 441 | 88 | 6 | 1.361% | 6.818% | 4 | 1 | 1 | 0 | 0 | 2 | NWGF 92% | 374 | 221 | 81 | 21.66% | 36.65% | 60 | 2 | 16 | 3 | 0
3 | NWGF 95% | 815 | 482 | 121 | 14.85% | 25.1% | 87 | 7 | 26 | 1 | 0 | 3 | NWGF 95% | 441 | 169 | 12 | 2.721% | 7.101% | 7 | 2 | 2 | 1 | 0 | 3 | NWGF 95% | 374 | 313 | 109 | 29.14% | 34.82% | 80 | 5 | 24 | 0 | 0
4 | NWGF 98% | 815 | 747 | 153 | 18.77% | 20.48% | 114 | 6 | 32 | 1 | 0 | 4 | NWGF 98% | 441 | 407 | 18 | 4.082% | 4.423% | 12 | 2 | 3 | 1 | 0 | 4 | NWGF 98% | 374 | 340 | 135 | 36.1% | 39.71% | 102 | 4 | 29 | 0 | 0

## Scenario Int-14
Simulation Results NATIONAL - 10000 samples | [5 empty] | Scenario Int-14 | [5 empty] | Residential - Replacement | [5 empty] | Scenario Int-14 | [5 empty] | Residential - New | [5 empty] | Scenario Int-14 | [5 empty] | Commercial - Replacement | [5 empty] | Scenario Int-14 | [5 empty] | Commercial - New | [5 empty] | Scenario Int-14
[7 empty] | type of switching | [11 empty] | type of switching | [11 empty] | type of switching | [11 empty] | type of switching | [11 empty] | type of switching
[7 empty] | NWGF | NWGF+GWH | NWGF | NWGF+GWH | GWH | [7 empty] | NWGF | NWGF+GWH | NWGF | NWGF+GWH | GWH | [7 empty] | NWGF | NWGF+GWH | NWGF | NWGF+GWH | GWH | [7 empty] | NWGF | NWGF+GWH | NWGF | NWGF+GWH | GWH | [7 empty] | NWGF | NWGF+GWH | NWGF | NWGF+GWH | GWH
|  | Number of | Number | Number | % of Total | % of Impacted | --> | --> | --> | --> | --> |  |  | Number of | Number | Number | % of Total | % of Impacted | --> | --> | --> | --> | --> |  |  | Number of | Number | Number | % of Total | % of Impacted | --> | --> | --> | --> | --> |  |  | Number of | Number | Number | % of Total | % of Impacted | --> | --> | --> | --> | --> |  |  | Number of | Number | Number | % of Total | % of Impacted | --> | --> | --> | --> | -->
Level | Description | Buildings | Impacted | Switching | Switching | Swtiching | HP | HP+EWH | EF | EF+EWH | EWH | Level | Description | Buildings | Impacted | Switching | Switching | Swtiching | HP | HP+EWH | EF | EF+EWH | EWH | Level | Description | Buildings | Impacted | Switching | Switching | Swtiching | HP | HP+EWH | EF | EF+EWH | EWH | Level | Description | Buildings | Impacted | Switching | Switching | Swtiching | HP | HP+EWH | EF | EF+EWH | EWH | Level | Description | Buildings | Impacted | Switching | Switching | Swtiching | HP | HP+EWH | EF | EF+EWH | EWH
NWGF | [11 empty] | NWGF | [11 empty] | NWGF | [11 empty] | NWGF | [11 empty] | NWGF
1 | NWGF 90% | 10000 | 2963 | 630 | 6.3% | 21.26% | 470 | 61 | 76 | 15 | 8 | 1 | NWGF 90% | 7241 | 2570 | 571 | 7.886% | 22.22% | 444 | 32 | 72 | 15 | 8 | 1 | NWGF 90% | 2476 | 311 | 59 | 2.383% | 18.97% | 26 | 29 | 4 | 0 | 0 | 1 | NWGF 90% | 211 | 74 | 0 | 0% | 0% | 0 | 0 | 0 | 0 | 0 | 1 | NWGF 90% | 72 | 8 | 0 | 0% | 0% | 0 | 0 | 0 | 0 | 0
2 | NWGF 92% | 10000 | 3643 | 835 | 8.35% | 22.92% | 626 | 88 | 98 | 16 | 7 | 2 | NWGF 92% | 7241 | 2935 | 711 | 9.819% | 24.22% | 566 | 33 | 92 | 13 | 7 | 2 | NWGF 92% | 2476 | 612 | 124 | 5.008% | 20.26% | 60 | 55 | 6 | 3 | 0 | 2 | NWGF 92% | 211 | 80 | 0 | 0% | 0% | 0 | 0 | 0 | 0 | 0 | 2 | NWGF 92% | 72 | 16 | 0 | 0% | 0% | 0 | 0 | 0 | 0 | 0
3 | NWGF 95% | 10000 | 5818 | 1202 | 12.02% | 20.66% | 952 | 85 | 131 | 30 | 4 | 3 | NWGF 95% | 7241 | 4415 | 1000 | 13.81% | 22.65% | 817 | 35 | 123 | 21 | 4 | 3 | NWGF 95% | 2476 | 1247 | 202 | 8.158% | 16.2% | 135 | 50 | 8 | 9 | 0 | 3 | NWGF 95% | 211 | 121 | 0 | 0% | 0% | 0 | 0 | 0 | 0 | 0 | 3 | NWGF 95% | 72 | 35 | 0 | 0% | 0% | 0 | 0 | 0 | 0 | 0
4 | NWGF 98% | 10000 | 8755 | 1529 | 15.29% | 17.46% | 1234 | 96 | 167 | 29 | 3 | 4 | NWGF 98% | 7241 | 6861 | 1195 | 16.5% | 17.42% | 976 | 39 | 159 | 18 | 3 | 4 | NWGF 98% | 2476 | 1641 | 334 | 13.49% | 20.35% | 258 | 57 | 8 | 11 | 0 | 4 | NWGF 98% | 211 | 199 | 0 | 0% | 0% | 0 | 0 | 0 | 0 | 0 | 4 | NWGF 98% | 72 | 54 | 0 | 0% | 0% | 0 | 0 | 0 | 0 | 0
Simulation Results NORTH | [5 empty] | Scenario Int-14 | [5 empty] | Residential - North - Replacement | [5 empty] | Scenario Int-14 | [5 empty] | Residential - North - New | [5 empty] | Scenario Int-14 | [5 empty] | Commercial - North - Replacement | [5 empty] | Scenario Int-14 | [5 empty] | Commercial - North - New | [5 empty] | Scenario Int-14
[7 empty] | type of switching | [11 empty] | type of switching | [11 empty] | type of switching | [11 empty] | type of switching | [11 empty] | type of switching
[7 empty] | NWGF | NWGF+GWH | NWGF | NWGF+GWH | GWH | [7 empty] | NWGF | NWGF+GWH | NWGF | NWGF+GWH | GWH | [7 empty] | NWGF | NWGF+GWH | NWGF | NWGF+GWH | GWH | [7 empty] | NWGF | NWGF+GWH | NWGF | NWGF+GWH | GWH | [7 empty] | NWGF | NWGF+GWH | NWGF | NWGF+GWH | GWH
|  | Number of | Number | Number | % of Total | % of Impacted | --> | --> | --> | --> | --> |  |  | Number of | Number | Number | % of Total | % of Impacted | --> | --> | --> | --> | --> |  |  | Number of | Number | Number | % of Total | % of Impacted | --> | --> | --> | --> | --> |  |  | Number of | Number | Number | % of Total | % of Impacted | --> | --> | --> | --> | --> |  |  | Number of | Number | Number | % of Total | % of Impacted | --> | --> | --> | --> | -->
Level | Description | Buildings | Impacted | Switching | Switching | Swtiching | HP | HP+EWH | EF | EF+EWH | EWH | Level | Description | Buildings | Impacted | Switching | Switching | Swtiching | HP | HP+EWH | EF | EF+EWH | EWH | Level | Description | Buildings | Impacted | Switching | Switching | Swtiching | HP | HP+EWH | EF | EF+EWH | EWH | Level | Description | Buildings | Impacted | Switching | Switching | Swtiching | HP | HP+EWH | EF | EF+EWH | EWH | Level | Description | Buildings | Impacted | Switching | Switching | Swtiching | HP | HP+EWH | EF | EF+EWH | EWH
NWGF | [11 empty] | NWGF | [11 empty] | NWGF | [11 empty] | NWGF | [11 empty] | NWGF
1 | NWGF 90% | 5299 | 854 | 96 | 1.812% | 11.24% | 51 | 30 | 11 | 4 | 0 | 1 | NWGF 90% | 3779 | 639 | 62 | 1.641% | 9.703% | 42 | 8 | 8 | 4 | 0 | 1 | NWGF 90% | 1341 | 188 | 34 | 2.535% | 18.09% | 9 | 22 | 3 | 0 | 0 | 1 | NWGF 90% | 133 | 20 | 0 | 0% | 0% | 0 | 0 | 0 | 0 | 0 | 1 | NWGF 90% | 46 | 7 | 0 | 0% | 0% | 0 | 0 | 0 | 0 | 0
2 | NWGF 92% | 5299 | 1255 | 122 | 2.302% | 9.721% | 67 | 39 | 11 | 5 | 0 | 2 | NWGF 92% | 3779 | 850 | 77 | 2.038% | 9.059% | 56 | 8 | 8 | 5 | 0 | 2 | NWGF 92% | 1341 | 368 | 45 | 3.356% | 12.23% | 11 | 31 | 3 | 0 | 0 | 2 | NWGF 92% | 133 | 23 | 0 | 0% | 0% | 0 | 0 | 0 | 0 | 0 | 2 | NWGF 92% | 46 | 14 | 0 | 0% | 0% | 0 | 0 | 0 | 0 | 0
3 | NWGF 95% | 5299 | 2311 | 163 | 3.076% | 7.053% | 96 | 42 | 16 | 9 | 0 | 3 | NWGF 95% | 3779 | 1470 | 114 | 3.017% | 7.755% | 83 | 8 | 14 | 9 | 0 | 3 | NWGF 95% | 1341 | 765 | 49 | 3.654% | 6.405% | 13 | 34 | 2 | 0 | 0 | 3 | NWGF 95% | 133 | 52 | 0 | 0% | 0% | 0 | 0 | 0 | 0 | 0 | 3 | NWGF 95% | 46 | 24 | 0 | 0% | 0% | 0 | 0 | 0 | 0 | 0
4 | NWGF 98% | 5299 | 4606 | 208 | 3.925% | 4.516% | 129 | 48 | 21 | 10 | 0 | 4 | NWGF 98% | 3779 | 3577 | 144 | 3.811% | 4.026% | 108 | 7 | 19 | 10 | 0 | 4 | NWGF 98% | 1341 | 872 | 64 | 4.773% | 7.339% | 21 | 41 | 2 | 0 | 0 | 4 | NWGF 98% | 133 | 125 | 0 | 0% | 0% | 0 | 0 | 0 | 0 | 0 | 4 | NWGF 98% | 46 | 32 | 0 | 0% | 0% | 0 | 0 | 0 | 0 | 0
Simulation Results Rest of Country | [5 empty] | Scenario Int-14 | [5 empty] | Residential - Rest of Country - Replacement | [5 empty] | Scenario Int-14 | [5 empty] | Residential - Rest of Country - New | [5 empty] | Scenario Int-14 | [5 empty] | Commercial - Rest of Country - Replacement | [5 empty] | Scenario Int-14 | [5 empty] | Commercial - Rest of Country - New | [5 empty] | Scenario Int-14
[7 empty] | type of switching | [11 empty] | type of switching | [11 empty] | type of switching | [11 empty] | type of switching | [11 empty] | type of switching
[7 empty] | NWGF | NWGF+GWH | NWGF | NWGF+GWH | GWH | [7 empty] | NWGF | NWGF+GWH | NWGF | NWGF+GWH | GWH | [7 empty] | NWGF | NWGF+GWH | NWGF | NWGF+GWH | GWH | [7 empty] | NWGF | NWGF+GWH | NWGF | NWGF+GWH | GWH | [7 empty] | NWGF | NWGF+GWH | NWGF | NWGF+GWH | GWH
|  | Number of | Number | Number | % of Total | % of Impacted | --> | --> | --> | --> | --> |  |  | Number of | Number | Number | % of Total | % of Impacted | --> | --> | --> | --> | --> |  |  | Number of | Number | Number | % of Total | % of Impacted | --> | --> | --> | --> | --> |  |  | Number of | Number | Number | % of Total | % of Impacted | --> | --> | --> | --> | --> |  |  | Number of | Number | Number | % of Total | % of Impacted | --> | --> | --> | --> | -->
Level | Description | Buildings | Impacted | Switching | Switching | Swtiching | HP | HP+EWH | EF | EF+EWH | EWH | Level | Description | Buildings | Impacted | Switching | Switching | Swtiching | HP | HP+EWH | EF | EF+EWH | EWH | Level | Description | Buildings | Impacted | Switching | Switching | Swtiching | HP | HP+EWH | EF | EF+EWH | EWH | Level | Description | Buildings | Impacted | Switching | Switching | Swtiching | HP | HP+EWH | EF | EF+EWH | EWH | Level | Description | Buildings | Impacted | Switching | Switching | Swtiching | HP | HP+EWH | EF | EF+EWH | EWH
NWGF | [11 empty] | NWGF | [11 empty] | NWGF | [11 empty] | NWGF | [11 empty] | NWGF
1 | NWGF 90% | 4701 | 2109 | 534 | 11.36% | 25.32% | 419 | 31 | 65 | 11 | 8 | 1 | NWGF 90% | 3462 | 1931 | 509 | 14.7% | 26.36% | 402 | 24 | 64 | 11 | 8 | 1 | NWGF 90% | 1135 | 123 | 25 | 2.203% | 20.33% | 17 | 7 | 1 | 0 | 0 | 1 | NWGF 90% | 78 | 54 | 0 | 0% | 0% | 0 | 0 | 0 | 0 | 0 | 1 | NWGF 90% | 26 | 1 | 0 | 0% | 0% | 0 | 0 | 0 | 0 | 0
2 | NWGF 92% | 4701 | 2388 | 713 | 15.17% | 29.86% | 559 | 49 | 87 | 11 | 7 | 2 | NWGF 92% | 3462 | 2085 | 634 | 18.31% | 30.41% | 510 | 25 | 84 | 8 | 7 | 2 | NWGF 92% | 1135 | 244 | 79 | 6.96% | 32.38% | 49 | 24 | 3 | 3 | 0 | 2 | NWGF 92% | 78 | 57 | 0 | 0% | 0% | 0 | 0 | 0 | 0 | 0 | 2 | NWGF 92% | 26 | 2 | 0 | 0% | 0% | 0 | 0 | 0 | 0 | 0
3 | NWGF 95% | 4701 | 3507 | 1039 | 22.1% | 29.63% | 856 | 43 | 115 | 21 | 4 | 3 | NWGF 95% | 3462 | 2945 | 886 | 25.59% | 30.08% | 734 | 27 | 109 | 12 | 4 | 3 | NWGF 95% | 1135 | 482 | 153 | 13.48% | 31.74% | 122 | 16 | 6 | 9 | 0 | 3 | NWGF 95% | 78 | 69 | 0 | 0% | 0% | 0 | 0 | 0 | 0 | 0 | 3 | NWGF 95% | 26 | 11 | 0 | 0% | 0% | 0 | 0 | 0 | 0 | 0
4 | NWGF 98% | 4701 | 4149 | 1321 | 28.1% | 31.84% | 1105 | 48 | 146 | 19 | 3 | 4 | NWGF 98% | 3462 | 3284 | 1051 | 30.36% | 32% | 868 | 32 | 140 | 8 | 3 | 4 | NWGF 98% | 1135 | 769 | 270 | 23.79% | 35.11% | 237 | 16 | 6 | 11 | 0 | 4 | NWGF 98% | 78 | 74 | 0 | 0% | 0% | 0 | 0 | 0 | 0 | 0 | 4 | NWGF 98% | 26 | 22 | 0 | 0% | 0% | 0 | 0 | 0 | 0 | 0
Simulation Results Senior Only | [5 empty] | Scenario Int-14 | [5 empty] | Simulation Results Senior Only - North | [5 empty] | Scenario Int-14 | [5 empty] | Simulation Results Senior Only - Rest of Country | [5 empty] | Scenario Int-14
[7 empty] | type of switching | [11 empty] | type of switching | [11 empty] | type of switching
[7 empty] | NWGF | NWGF+GWH | NWGF | NWGF+GWH | GWH | [7 empty] | NWGF | NWGF+GWH | NWGF | NWGF+GWH | GWH | [7 empty] | NWGF | NWGF+GWH | NWGF | NWGF+GWH | GWH
|  | Number of | Number | Number | % of Total | % of Impacted | --> | --> | --> | --> | --> |  |  | Number of | Number | Number | % of Total | % of Impacted | --> | --> | --> | --> | --> |  |  | Number of | Number | Number | % of Total | % of Impacted | --> | --> | --> | --> | -->
Level | Description | Buildings | Impacted | Switching | Switching | Swtiching | HP | HP+EWH | EF | EF+EWH | EWH | Level | Description | Buildings | Impacted | Switching | Switching | Swtiching | HP | HP+EWH | EF | EF+EWH | EWH | Level | Description | Buildings | Impacted | Switching | Switching | Swtiching | HP | HP+EWH | EF | EF+EWH | EWH
NWGF | [11 empty] | NWGF | [11 empty] | NWGF
1 | NWGF 90% | 1455 | 401 | 100 | 6.873% | 24.94% | 66 | 10 | 18 | 6 | 0 | 1 | NWGF 90% | 794 | 111 | 18 | 2.267% | 16.22% | 8 | 4 | 4 | 2 | 0 | 1 | NWGF 90% | 661 | 290 | 82 | 12.41% | 28.28% | 58 | 6 | 14 | 4 | 0
2 | NWGF 92% | 1455 | 482 | 125 | 8.591% | 25.93% | 87 | 10 | 21 | 7 | 0 | 2 | NWGF 92% | 794 | 156 | 22 | 2.771% | 14.1% | 13 | 4 | 4 | 1 | 0 | 2 | NWGF 92% | 661 | 326 | 103 | 15.58% | 31.6% | 74 | 6 | 17 | 6 | 0
3 | NWGF 95% | 1455 | 782 | 163 | 11.2% | 20.84% | 120 | 10 | 21 | 12 | 0 | 3 | NWGF 95% | 794 | 290 | 24 | 3.023% | 8.276% | 14 | 4 | 3 | 3 | 0 | 3 | NWGF 95% | 661 | 492 | 139 | 21.03% | 28.25% | 106 | 6 | 18 | 9 | 0
4 | NWGF 98% | 1455 | 1293 | 199 | 13.68% | 15.39% | 149 | 11 | 27 | 12 | 0 | 4 | NWGF 98% | 794 | 711 | 27 | 3.401% | 3.797% | 15 | 5 | 4 | 3 | 0 | 4 | NWGF 98% | 661 | 582 | 172 | 26.02% | 29.55% | 134 | 6 | 23 | 9 | 0
Simulation Results Low Income Only | [5 empty] | Scenario Int-14 | [5 empty] | Simulation Results Low Income Only - North | [5 empty] | Scenario Int-14 | [5 empty] | Simulation Results Low Income Only - Rest of Country | [5 empty] | Scenario Int-14
[7 empty] | type of switching | [11 empty] | type of switching | [11 empty] | type of switching
[7 empty] | NWGF | NWGF+GWH | NWGF | NWGF+GWH | GWH | [7 empty] | NWGF | NWGF+GWH | NWGF | NWGF+GWH | GWH | [7 empty] | NWGF | NWGF+GWH | NWGF | NWGF+GWH | GWH
|  | Number of | Number | Number | % of Total | % of Impacted | --> | --> | --> | --> | --> |  |  | Number of | Number | Number | % of Total | % of Impacted | --> | --> | --> | --> | --> |  |  | Number of | Number | Number | % of Total | % of Impacted | --> | --> | --> | --> | -->
Level | Description | Buildings | Impacted | Switching | Switching | Swtiching | HP | HP+EWH | EF | EF+EWH | EWH | Level | Description | Buildings | Impacted | Switching | Switching | Swtiching | HP | HP+EWH | EF | EF+EWH | EWH | Level | Description | Buildings | Impacted | Switching | Switching | Swtiching | HP | HP+EWH | EF | EF+EWH | EWH
NWGF | [11 empty] | NWGF | [11 empty] | NWGF
1 | NWGF 90% | 815 | 265 | 73 | 8.957% | 27.55% | 57 | 5 | 9 | 2 | 0 | 1 | NWGF 90% | 441 | 63 | 5 | 1.134% | 7.937% | 4 | 1 | 0 | 0 | 0 | 1 | NWGF 90% | 374 | 202 | 68 | 18.18% | 33.66% | 53 | 4 | 9 | 2 | 0
2 | NWGF 92% | 815 | 309 | 83 | 10.18% | 26.86% | 63 | 4 | 14 | 2 | 0 | 2 | NWGF 92% | 441 | 88 | 5 | 1.134% | 5.682% | 4 | 1 | 0 | 0 | 0 | 2 | NWGF 92% | 374 | 221 | 78 | 20.86% | 35.29% | 59 | 3 | 14 | 2 | 0
3 | NWGF 95% | 815 | 482 | 112 | 13.74% | 23.24% | 82 | 8 | 21 | 1 | 0 | 3 | NWGF 95% | 441 | 169 | 11 | 2.494% | 6.509% | 6 | 2 | 2 | 1 | 0 | 3 | NWGF 95% | 374 | 313 | 101 | 27.01% | 32.27% | 76 | 6 | 19 | 0 | 0
4 | NWGF 98% | 815 | 747 | 150 | 18.4% | 20.08% | 112 | 6 | 31 | 1 | 0 | 4 | NWGF 98% | 441 | 407 | 18 | 4.082% | 4.423% | 12 | 2 | 3 | 1 | 0 | 4 | NWGF 98% | 374 | 340 | 132 | 35.29% | 38.82% | 100 | 4 | 28 | 0 | 0

## Scenario Int-11.55
Simulation Results NATIONAL - 10000 samples | [5 empty] | Scenario Int-11.55 | [5 empty] | Residential - Replacement | [5 empty] | Scenario Int-11.55 | [5 empty] | Residential - New | [5 empty] | Scenario Int-11.55 | [5 empty] | Commercial - Replacement | [5 empty] | Scenario Int-11.55 | [5 empty] | Commercial - New | [5 empty] | Scenario Int-11.55
[7 empty] | type of switching | [11 empty] | type of switching | [11 empty] | type of switching | [11 empty] | type of switching | [11 empty] | type of switching
[7 empty] | NWGF | NWGF+GWH | NWGF | NWGF+GWH | GWH | [7 empty] | NWGF | NWGF+GWH | NWGF | NWGF+GWH | GWH | [7 empty] | NWGF | NWGF+GWH | NWGF | NWGF+GWH | GWH | [7 empty] | NWGF | NWGF+GWH | NWGF | NWGF+GWH | GWH | [7 empty] | NWGF | NWGF+GWH | NWGF | NWGF+GWH | GWH
|  | Number of | Number | Number | % of Total | % of Impacted | --> | --> | --> | --> | --> |  |  | Number of | Number | Number | % of Total | % of Impacted | --> | --> | --> | --> | --> |  |  | Number of | Number | Number | % of Total | % of Impacted | --> | --> | --> | --> | --> |  |  | Number of | Number | Number | % of Total | % of Impacted | --> | --> | --> | --> | --> |  |  | Number of | Number | Number | % of Total | % of Impacted | --> | --> | --> | --> | -->
Level | Description | Buildings | Impacted | Switching | Switching | Swtiching | HP | HP+EWH | EF | EF+EWH | EWH | Level | Description | Buildings | Impacted | Switching | Switching | Swtiching | HP | HP+EWH | EF | EF+EWH | EWH | Level | Description | Buildings | Impacted | Switching | Switching | Swtiching | HP | HP+EWH | EF | EF+EWH | EWH | Level | Description | Buildings | Impacted | Switching | Switching | Swtiching | HP | HP+EWH | EF | EF+EWH | EWH | Level | Description | Buildings | Impacted | Switching | Switching | Swtiching | HP | HP+EWH | EF | EF+EWH | EWH
NWGF | [11 empty] | NWGF | [11 empty] | NWGF | [11 empty] | NWGF | [11 empty] | NWGF
1 | NWGF 90% | 10000 | 2560 | 335 | 3.35% | 13.09% | 263 | 47 | 20 | 5 | 0 | 1 | NWGF 90% | 7241 | 2180 | 291 | 4.019% | 13.35% | 247 | 20 | 20 | 4 | 0 | 1 | NWGF 90% | 2476 | 310 | 44 | 1.777% | 14.19% | 16 | 27 | 0 | 1 | 0 | 1 | NWGF 90% | 211 | 62 | 0 | 0% | 0% | 0 | 0 | 0 | 0 | 0 | 1 | NWGF 90% | 72 | 8 | 0 | 0% | 0% | 0 | 0 | 0 | 0 | 0
2 | NWGF 92% | 10000 | 3232 | 450 | 4.5% | 13.92% | 366 | 58 | 20 | 6 | 0 | 2 | NWGF 92% | 7241 | 2572 | 390 | 5.386% | 15.16% | 345 | 20 | 20 | 5 | 0 | 2 | NWGF 92% | 2476 | 571 | 60 | 2.423% | 10.51% | 21 | 38 | 0 | 1 | 0 | 2 | NWGF 92% | 211 | 75 | 0 | 0% | 0% | 0 | 0 | 0 | 0 | 0 | 2 | NWGF 92% | 72 | 14 | 0 | 0% | 0% | 0 | 0 | 0 | 0 | 0
3 | NWGF 95% | 10000 | 5389 | 733 | 7.33% | 13.6% | 603 | 79 | 42 | 9 | 0 | 3 | NWGF 95% | 7241 | 4028 | 604 | 8.341% | 15% | 538 | 24 | 38 | 4 | 0 | 3 | NWGF 95% | 2476 | 1210 | 129 | 5.21% | 10.66% | 65 | 55 | 4 | 5 | 0 | 3 | NWGF 95% | 211 | 117 | 0 | 0% | 0% | 0 | 0 | 0 | 0 | 0 | 3 | NWGF 95% | 72 | 34 | 0 | 0% | 0% | 0 | 0 | 0 | 0 | 0
4 | NWGF 98% | 10000 | 8091 | 954 | 9.54% | 11.79% | 814 | 75 | 52 | 13 | 0 | 4 | NWGF 98% | 7241 | 6337 | 755 | 10.43% | 11.91% | 675 | 20 | 52 | 8 | 0 | 4 | NWGF 98% | 2476 | 1507 | 199 | 8.037% | 13.21% | 139 | 55 | 0 | 5 | 0 | 4 | NWGF 98% | 211 | 194 | 0 | 0% | 0% | 0 | 0 | 0 | 0 | 0 | 4 | NWGF 98% | 72 | 53 | 0 | 0% | 0% | 0 | 0 | 0 | 0 | 0
Simulation Results NORTH | [5 empty] | Scenario Int-11.55 | [5 empty] | Residential - North - Replacement | [5 empty] | Scenario Int-11.55 | [5 empty] | Residential - North - New | [5 empty] | Scenario Int-11.55 | [5 empty] | Commercial - North - Replacement | [5 empty] | Scenario Int-11.55 | [5 empty] | Commercial - North - New | [5 empty] | Scenario Int-11.55
[7 empty] | type of switching | [11 empty] | type of switching | [11 empty] | type of switching | [11 empty] | type of switching | [11 empty] | type of switching
[7 empty] | NWGF | NWGF+GWH | NWGF | NWGF+GWH | GWH | [7 empty] | NWGF | NWGF+GWH | NWGF | NWGF+GWH | GWH | [7 empty] | NWGF | NWGF+GWH | NWGF | NWGF+GWH | GWH | [7 empty] | NWGF | NWGF+GWH | NWGF | NWGF+GWH | GWH | [7 empty] | NWGF | NWGF+GWH | NWGF | NWGF+GWH | GWH
|  | Number of | Number | Number | % of Total | % of Impacted | --> | --> | --> | --> | --> |  |  | Number of | Number | Number | % of Total | % of Impacted | --> | --> | --> | --> | --> |  |  | Number of | Number | Number | % of Total | % of Impacted | --> | --> | --> | --> | --> |  |  | Number of | Number | Number | % of Total | % of Impacted | --> | --> | --> | --> | --> |  |  | Number of | Number | Number | % of Total | % of Impacted | --> | --> | --> | --> | -->
Level | Description | Buildings | Impacted | Switching | Switching | Swtiching | HP | HP+EWH | EF | EF+EWH | EWH | Level | Description | Buildings | Impacted | Switching | Switching | Swtiching | HP | HP+EWH | EF | EF+EWH | EWH | Level | Description | Buildings | Impacted | Switching | Switching | Swtiching | HP | HP+EWH | EF | EF+EWH | EWH | Level | Description | Buildings | Impacted | Switching | Switching | Swtiching | HP | HP+EWH | EF | EF+EWH | EWH | Level | Description | Buildings | Impacted | Switching | Switching | Swtiching | HP | HP+EWH | EF | EF+EWH | EWH
NWGF | [11 empty] | NWGF | [11 empty] | NWGF | [11 empty] | NWGF | [11 empty] | NWGF
1 | NWGF 90% | 5299 | 756 | 88 | 1.661% | 11.64% | 51 | 31 | 5 | 1 | 0 | 1 | NWGF 90% | 3779 | 529 | 58 | 1.535% | 10.96% | 43 | 9 | 5 | 1 | 0 | 1 | NWGF 90% | 1341 | 199 | 30 | 2.237% | 15.08% | 8 | 22 | 0 | 0 | 0 | 1 | NWGF 90% | 133 | 21 | 0 | 0% | 0% | 0 | 0 | 0 | 0 | 0 | 1 | NWGF 90% | 46 | 7 | 0 | 0% | 0% | 0 | 0 | 0 | 0 | 0
2 | NWGF 92% | 5299 | 1158 | 100 | 1.887% | 8.636% | 60 | 34 | 4 | 2 | 0 | 2 | NWGF 92% | 3779 | 738 | 68 | 1.799% | 9.214% | 53 | 9 | 4 | 2 | 0 | 2 | NWGF 92% | 1341 | 378 | 32 | 2.386% | 8.466% | 7 | 25 | 0 | 0 | 0 | 2 | NWGF 92% | 133 | 29 | 0 | 0% | 0% | 0 | 0 | 0 | 0 | 0 | 2 | NWGF 92% | 46 | 13 | 0 | 0% | 0% | 0 | 0 | 0 | 0 | 0
3 | NWGF 95% | 5299 | 2358 | 139 | 2.623% | 5.895% | 84 | 43 | 9 | 3 | 0 | 3 | NWGF 95% | 3779 | 1501 | 92 | 2.435% | 6.129% | 72 | 8 | 9 | 3 | 0 | 3 | NWGF 95% | 1341 | 776 | 47 | 3.505% | 6.057% | 12 | 35 | 0 | 0 | 0 | 3 | NWGF 95% | 133 | 57 | 0 | 0% | 0% | 0 | 0 | 0 | 0 | 0 | 3 | NWGF 95% | 46 | 24 | 0 | 0% | 0% | 0 | 0 | 0 | 0 | 0
4 | NWGF 98% | 5299 | 4631 | 172 | 3.246% | 3.714% | 108 | 46 | 13 | 5 | 0 | 4 | NWGF 98% | 3779 | 3600 | 110 | 2.911% | 3.056% | 86 | 6 | 13 | 5 | 0 | 4 | NWGF 98% | 1341 | 871 | 62 | 4.623% | 7.118% | 22 | 40 | 0 | 0 | 0 | 4 | NWGF 98% | 133 | 128 | 0 | 0% | 0% | 0 | 0 | 0 | 0 | 0 | 4 | NWGF 98% | 46 | 32 | 0 | 0% | 0% | 0 | 0 | 0 | 0 | 0
Simulation Results Rest of Country | [5 empty] | Scenario Int-11.55 | [5 empty] | Residential - Rest of Country - Replacement | [5 empty] | Scenario Int-11.55 | [5 empty] | Residential - Rest of Country - New | [5 empty] | Scenario Int-11.55 | [5 empty] | Commercial - Rest of Country - Replacement | [5 empty] | Scenario Int-11.55 | [5 empty] | Commercial - Rest of Country - New | [5 empty] | Scenario Int-11.55
[7 empty] | type of switching | [11 empty] | type of switching | [11 empty] | type of switching | [11 empty] | type of switching | [11 empty] | type of switching
[7 empty] | NWGF | NWGF+GWH | NWGF | NWGF+GWH | GWH | [7 empty] | NWGF | NWGF+GWH | NWGF | NWGF+GWH | GWH | [7 empty] | NWGF | NWGF+GWH | NWGF | NWGF+GWH | GWH | [7 empty] | NWGF | NWGF+GWH | NWGF | NWGF+GWH | GWH | [7 empty] | NWGF | NWGF+GWH | NWGF | NWGF+GWH | GWH
|  | Number of | Number | Number | % of Total | % of Impacted | --> | --> | --> | --> | --> |  |  | Number of | Number | Number | % of Total | % of Impacted | --> | --> | --> | --> | --> |  |  | Number of | Number | Number | % of Total | % of Impacted | --> | --> | --> | --> | --> |  |  | Number of | Number | Number | % of Total | % of Impacted | --> | --> | --> | --> | --> |  |  | Number of | Number | Number | % of Total | % of Impacted | --> | --> | --> | --> | -->
Level | Description | Buildings | Impacted | Switching | Switching | Swtiching | HP | HP+EWH | EF | EF+EWH | EWH | Level | Description | Buildings | Impacted | Switching | Switching | Swtiching | HP | HP+EWH | EF | EF+EWH | EWH | Level | Description | Buildings | Impacted | Switching | Switching | Swtiching | HP | HP+EWH | EF | EF+EWH | EWH | Level | Description | Buildings | Impacted | Switching | Switching | Swtiching | HP | HP+EWH | EF | EF+EWH | EWH | Level | Description | Buildings | Impacted | Switching | Switching | Swtiching | HP | HP+EWH | EF | EF+EWH | EWH
NWGF | [11 empty] | NWGF | [11 empty] | NWGF | [11 empty] | NWGF | [11 empty] | NWGF
1 | NWGF 90% | 4701 | 1804 | 247 | 5.254% | 13.69% | 212 | 16 | 15 | 4 | 0 | 1 | NWGF 90% | 3462 | 1651 | 233 | 6.73% | 14.11% | 204 | 11 | 15 | 3 | 0 | 1 | NWGF 90% | 1135 | 111 | 14 | 1.233% | 12.61% | 8 | 5 | 0 | 1 | 0 | 1 | NWGF 90% | 78 | 41 | 0 | 0% | 0% | 0 | 0 | 0 | 0 | 0 | 1 | NWGF 90% | 26 | 1 | 0 | 0% | 0% | 0 | 0 | 0 | 0 | 0
2 | NWGF 92% | 4701 | 2074 | 350 | 7.445% | 16.88% | 306 | 24 | 16 | 4 | 0 | 2 | NWGF 92% | 3462 | 1834 | 322 | 9.301% | 17.56% | 292 | 11 | 16 | 3 | 0 | 2 | NWGF 92% | 1135 | 193 | 28 | 2.467% | 14.51% | 14 | 13 | 0 | 1 | 0 | 2 | NWGF 92% | 78 | 46 | 0 | 0% | 0% | 0 | 0 | 0 | 0 | 0 | 2 | NWGF 92% | 26 | 1 | 0 | 0% | 0% | 0 | 0 | 0 | 0 | 0
3 | NWGF 95% | 4701 | 3031 | 594 | 12.64% | 19.6% | 519 | 36 | 33 | 6 | 0 | 3 | NWGF 95% | 3462 | 2527 | 512 | 14.79% | 20.26% | 466 | 16 | 29 | 1 | 0 | 3 | NWGF 95% | 1135 | 434 | 82 | 7.225% | 18.89% | 53 | 20 | 4 | 5 | 0 | 3 | NWGF 95% | 78 | 60 | 0 | 0% | 0% | 0 | 0 | 0 | 0 | 0 | 3 | NWGF 95% | 26 | 10 | 0 | 0% | 0% | 0 | 0 | 0 | 0 | 0
4 | NWGF 98% | 4701 | 3460 | 782 | 16.63% | 22.6% | 706 | 29 | 39 | 8 | 0 | 4 | NWGF 98% | 3462 | 2737 | 645 | 18.63% | 23.57% | 589 | 14 | 39 | 3 | 0 | 4 | NWGF 98% | 1135 | 636 | 137 | 12.07% | 21.54% | 117 | 15 | 0 | 5 | 0 | 4 | NWGF 98% | 78 | 66 | 0 | 0% | 0% | 0 | 0 | 0 | 0 | 0 | 4 | NWGF 98% | 26 | 21 | 0 | 0% | 0% | 0 | 0 | 0 | 0 | 0
Simulation Results Senior Only | [5 empty] | Scenario Int-11.55 | [5 empty] | Simulation Results Senior Only - North | [5 empty] | Scenario Int-11.55 | [5 empty] | Simulation Results Senior Only - Rest of Country | [5 empty] | Scenario Int-11.55
[7 empty] | type of switching | [11 empty] | type of switching | [11 empty] | type of switching
[7 empty] | NWGF | NWGF+GWH | NWGF | NWGF+GWH | GWH | [7 empty] | NWGF | NWGF+GWH | NWGF | NWGF+GWH | GWH | [7 empty] | NWGF | NWGF+GWH | NWGF | NWGF+GWH | GWH
|  | Number of | Number | Number | % of Total | % of Impacted | --> | --> | --> | --> | --> |  |  | Number of | Number | Number | % of Total | % of Impacted | --> | --> | --> | --> | --> |  |  | Number of | Number | Number | % of Total | % of Impacted | --> | --> | --> | --> | -->
Level | Description | Buildings | Impacted | Switching | Switching | Swtiching | HP | HP+EWH | EF | EF+EWH | EWH | Level | Description | Buildings | Impacted | Switching | Switching | Swtiching | HP | HP+EWH | EF | EF+EWH | EWH | Level | Description | Buildings | Impacted | Switching | Switching | Swtiching | HP | HP+EWH | EF | EF+EWH | EWH
NWGF | [11 empty] | NWGF | [11 empty] | NWGF
1 | NWGF 90% | 1455 | 330 | 46 | 3.162% | 13.94% | 36 | 5 | 4 | 1 | 0 | 1 | NWGF 90% | 794 | 89 | 14 | 1.763% | 15.73% | 8 | 4 | 1 | 1 | 0 | 1 | NWGF 90% | 661 | 241 | 32 | 4.841% | 13.28% | 28 | 1 | 3 | 0 | 0
2 | NWGF 92% | 1455 | 399 | 52 | 3.574% | 13.03% | 41 | 6 | 4 | 1 | 0 | 2 | NWGF 92% | 794 | 129 | 14 | 1.763% | 10.85% | 8 | 4 | 1 | 1 | 0 | 2 | NWGF 92% | 661 | 270 | 38 | 5.749% | 14.07% | 33 | 2 | 3 | 0 | 0
3 | NWGF 95% | 1455 | 703 | 87 | 5.979% | 12.38% | 69 | 9 | 7 | 2 | 0 | 3 | NWGF 95% | 794 | 279 | 17 | 2.141% | 6.093% | 11 | 4 | 0 | 2 | 0 | 3 | NWGF 95% | 661 | 424 | 70 | 10.59% | 16.51% | 58 | 5 | 7 | 0 | 0
4 | NWGF 98% | 1455 | 1192 | 108 | 7.423% | 9.06% | 89 | 5 | 9 | 5 | 0 | 4 | NWGF 98% | 794 | 708 | 21 | 2.645% | 2.966% | 14 | 4 | 0 | 3 | 0 | 4 | NWGF 98% | 661 | 484 | 87 | 13.16% | 17.98% | 75 | 1 | 9 | 2 | 0
Simulation Results Low Income Only | [5 empty] | Scenario Int-11.55 | [5 empty] | Simulation Results Low Income Only - North | [5 empty] | Scenario Int-11.55 | [5 empty] | Simulation Results Low Income Only - Rest of Country | [5 empty] | Scenario Int-11.55
[7 empty] | type of switching | [11 empty] | type of switching | [11 empty] | type of switching
[7 empty] | NWGF | NWGF+GWH | NWGF | NWGF+GWH | GWH | [7 empty] | NWGF | NWGF+GWH | NWGF | NWGF+GWH | GWH | [7 empty] | NWGF | NWGF+GWH | NWGF | NWGF+GWH | GWH
|  | Number of | Number | Number | % of Total | % of Impacted | --> | --> | --> | --> | --> |  |  | Number of | Number | Number | % of Total | % of Impacted | --> | --> | --> | --> | --> |  |  | Number of | Number | Number | % of Total | % of Impacted | --> | --> | --> | --> | -->
Level | Description | Buildings | Impacted | Switching | Switching | Swtiching | HP | HP+EWH | EF | EF+EWH | EWH | Level | Description | Buildings | Impacted | Switching | Switching | Swtiching | HP | HP+EWH | EF | EF+EWH | EWH | Level | Description | Buildings | Impacted | Switching | Switching | Swtiching | HP | HP+EWH | EF | EF+EWH | EWH
NWGF | [11 empty] | NWGF | [11 empty] | NWGF
1 | NWGF 90% | 815 | 245 | 40 | 4.908% | 16.33% | 32 | 2 | 5 | 1 | 0 | 1 | NWGF 90% | 441 | 51 | 4 | 0.907% | 7.843% | 2 | 2 | 0 | 0 | 0 | 1 | NWGF 90% | 374 | 194 | 36 | 9.626% | 18.56% | 30 | 0 | 5 | 1 | 0
2 | NWGF 92% | 815 | 283 | 47 | 5.767% | 16.61% | 36 | 2 | 8 | 1 | 0 | 2 | NWGF 92% | 441 | 76 | 5 | 1.134% | 6.579% | 2 | 2 | 1 | 0 | 0 | 2 | NWGF 92% | 374 | 207 | 42 | 11.23% | 20.29% | 34 | 0 | 7 | 1 | 0
3 | NWGF 95% | 815 | 441 | 80 | 9.816% | 18.14% | 59 | 8 | 13 | 0 | 0 | 3 | NWGF 95% | 441 | 176 | 10 | 2.268% | 5.682% | 4 | 5 | 1 | 0 | 0 | 3 | NWGF 95% | 374 | 265 | 70 | 18.72% | 26.42% | 55 | 3 | 12 | 0 | 0
4 | NWGF 98% | 815 | 679 | 104 | 12.76% | 15.32% | 83 | 6 | 14 | 1 | 0 | 4 | NWGF 98% | 441 | 399 | 12 | 2.721% | 3.008% | 6 | 4 | 1 | 1 | 0 | 4 | NWGF 98% | 374 | 280 | 92 | 24.6% | 32.86% | 77 | 2 | 13 | 0 | 0

## Scenario Int-12.55
Simulation Results NATIONAL - 10000 samples | [5 empty] | Scenario Int-12.55 | [5 empty] | Residential - Replacement | [5 empty] | Scenario Int-12.55 | [5 empty] | Residential - New | [5 empty] | Scenario Int-12.55 | [5 empty] | Commercial - Replacement | [5 empty] | Scenario Int-12.55 | [5 empty] | Commercial - New | [5 empty] | Scenario Int-12.55
[7 empty] | type of switching | [11 empty] | type of switching | [11 empty] | type of switching | [11 empty] | type of switching | [11 empty] | type of switching
[7 empty] | NWGF | NWGF+GWH | NWGF | NWGF+GWH | GWH | [7 empty] | NWGF | NWGF+GWH | NWGF | NWGF+GWH | GWH | [7 empty] | NWGF | NWGF+GWH | NWGF | NWGF+GWH | GWH | [7 empty] | NWGF | NWGF+GWH | NWGF | NWGF+GWH | GWH | [7 empty] | NWGF | NWGF+GWH | NWGF | NWGF+GWH | GWH
|  | Number of | Number | Number | % of Total | % of Impacted | --> | --> | --> | --> | --> |  |  | Number of | Number | Number | % of Total | % of Impacted | --> | --> | --> | --> | --> |  |  | Number of | Number | Number | % of Total | % of Impacted | --> | --> | --> | --> | --> |  |  | Number of | Number | Number | % of Total | % of Impacted | --> | --> | --> | --> | --> |  |  | Number of | Number | Number | % of Total | % of Impacted | --> | --> | --> | --> | -->
Level | Description | Buildings | Impacted | Switching | Switching | Swtiching | HP | HP+EWH | EF | EF+EWH | EWH | Level | Description | Buildings | Impacted | Switching | Switching | Swtiching | HP | HP+EWH | EF | EF+EWH | EWH | Level | Description | Buildings | Impacted | Switching | Switching | Swtiching | HP | HP+EWH | EF | EF+EWH | EWH | Level | Description | Buildings | Impacted | Switching | Switching | Swtiching | HP | HP+EWH | EF | EF+EWH | EWH | Level | Description | Buildings | Impacted | Switching | Switching | Swtiching | HP | HP+EWH | EF | EF+EWH | EWH
NWGF | [11 empty] | NWGF | [11 empty] | NWGF | [11 empty] | NWGF | [11 empty] | NWGF
1 | NWGF 90% | 10000 | 2566 | 289 | 2.89% | 11.26% | 226 | 41 | 15 | 7 | 0 | 1 | NWGF 90% | 7241 | 2185 | 249 | 3.439% | 11.4% | 210 | 17 | 15 | 7 | 0 | 1 | NWGF 90% | 2476 | 311 | 40 | 1.616% | 12.86% | 16 | 24 | 0 | 0 | 0 | 1 | NWGF 90% | 211 | 62 | 0 | 0% | 0% | 0 | 0 | 0 | 0 | 0 | 1 | NWGF 90% | 72 | 8 | 0 | 0% | 0% | 0 | 0 | 0 | 0 | 0
2 | NWGF 92% | 10000 | 3232 | 419 | 4.19% | 12.96% | 337 | 60 | 17 | 5 | 0 | 2 | NWGF 92% | 7241 | 2568 | 358 | 4.944% | 13.94% | 315 | 21 | 17 | 5 | 0 | 2 | NWGF 92% | 2476 | 575 | 61 | 2.464% | 10.61% | 22 | 39 | 0 | 0 | 0 | 2 | NWGF 92% | 211 | 75 | 0 | 0% | 0% | 0 | 0 | 0 | 0 | 0 | 2 | NWGF 92% | 72 | 14 | 0 | 0% | 0% | 0 | 0 | 0 | 0 | 0
3 | NWGF 95% | 10000 | 5380 | 669 | 6.69% | 12.43% | 564 | 67 | 29 | 9 | 0 | 3 | NWGF 95% | 7241 | 4042 | 566 | 7.817% | 14% | 511 | 22 | 27 | 6 | 0 | 3 | NWGF 95% | 2476 | 1187 | 103 | 4.16% | 8.677% | 53 | 45 | 2 | 3 | 0 | 3 | NWGF 95% | 211 | 117 | 0 | 0% | 0% | 0 | 0 | 0 | 0 | 0 | 3 | NWGF 95% | 72 | 34 | 0 | 0% | 0% | 0 | 0 | 0 | 0 | 0
4 | NWGF 98% | 10000 | 8096 | 896 | 8.96% | 11.07% | 775 | 65 | 45 | 11 | 0 | 4 | NWGF 98% | 7241 | 6337 | 709 | 9.791% | 11.19% | 642 | 16 | 45 | 6 | 0 | 4 | NWGF 98% | 2476 | 1512 | 187 | 7.553% | 12.37% | 133 | 49 | 0 | 5 | 0 | 4 | NWGF 98% | 211 | 194 | 0 | 0% | 0% | 0 | 0 | 0 | 0 | 0 | 4 | NWGF 98% | 72 | 53 | 0 | 0% | 0% | 0 | 0 | 0 | 0 | 0
Simulation Results NORTH | [5 empty] | Scenario Int-12.55 | [5 empty] | Residential - North - Replacement | [5 empty] | Scenario Int-12.55 | [5 empty] | Residential - North - New | [5 empty] | Scenario Int-12.55 | [5 empty] | Commercial - North - Replacement | [5 empty] | Scenario Int-12.55 | [5 empty] | Commercial - North - New | [5 empty] | Scenario Int-12.55
[7 empty] | type of switching | [11 empty] | type of switching | [11 empty] | type of switching | [11 empty] | type of switching | [11 empty] | type of switching
[7 empty] | NWGF | NWGF+GWH | NWGF | NWGF+GWH | GWH | [7 empty] | NWGF | NWGF+GWH | NWGF | NWGF+GWH | GWH | [7 empty] | NWGF | NWGF+GWH | NWGF | NWGF+GWH | GWH | [7 empty] | NWGF | NWGF+GWH | NWGF | NWGF+GWH | GWH | [7 empty] | NWGF | NWGF+GWH | NWGF | NWGF+GWH | GWH
|  | Number of | Number | Number | % of Total | % of Impacted | --> | --> | --> | --> | --> |  |  | Number of | Number | Number | % of Total | % of Impacted | --> | --> | --> | --> | --> |  |  | Number of | Number | Number | % of Total | % of Impacted | --> | --> | --> | --> | --> |  |  | Number of | Number | Number | % of Total | % of Impacted | --> | --> | --> | --> | --> |  |  | Number of | Number | Number | % of Total | % of Impacted | --> | --> | --> | --> | -->
Level | Description | Buildings | Impacted | Switching | Switching | Swtiching | HP | HP+EWH | EF | EF+EWH | EWH | Level | Description | Buildings | Impacted | Switching | Switching | Swtiching | HP | HP+EWH | EF | EF+EWH | EWH | Level | Description | Buildings | Impacted | Switching | Switching | Swtiching | HP | HP+EWH | EF | EF+EWH | EWH | Level | Description | Buildings | Impacted | Switching | Switching | Swtiching | HP | HP+EWH | EF | EF+EWH | EWH | Level | Description | Buildings | Impacted | Switching | Switching | Swtiching | HP | HP+EWH | EF | EF+EWH | EWH
NWGF | [11 empty] | NWGF | [11 empty] | NWGF | [11 empty] | NWGF | [11 empty] | NWGF
1 | NWGF 90% | 5299 | 757 | 84 | 1.585% | 11.1% | 50 | 29 | 4 | 1 | 0 | 1 | NWGF 90% | 3779 | 530 | 55 | 1.455% | 10.38% | 42 | 8 | 4 | 1 | 0 | 1 | NWGF 90% | 1341 | 199 | 29 | 2.163% | 14.57% | 8 | 21 | 0 | 0 | 0 | 1 | NWGF 90% | 133 | 21 | 0 | 0% | 0% | 0 | 0 | 0 | 0 | 0 | 1 | NWGF 90% | 46 | 7 | 0 | 0% | 0% | 0 | 0 | 0 | 0 | 0
2 | NWGF 92% | 5299 | 1157 | 102 | 1.925% | 8.816% | 61 | 37 | 3 | 1 | 0 | 2 | NWGF 92% | 3779 | 737 | 67 | 1.773% | 9.091% | 54 | 9 | 3 | 1 | 0 | 2 | NWGF 92% | 1341 | 378 | 35 | 2.61% | 9.259% | 7 | 28 | 0 | 0 | 0 | 2 | NWGF 92% | 133 | 29 | 0 | 0% | 0% | 0 | 0 | 0 | 0 | 0 | 2 | NWGF 92% | 46 | 13 | 0 | 0% | 0% | 0 | 0 | 0 | 0 | 0
3 | NWGF 95% | 5299 | 2360 | 135 | 2.548% | 5.72% | 83 | 41 | 7 | 4 | 0 | 3 | NWGF 95% | 3779 | 1503 | 92 | 2.435% | 6.121% | 71 | 10 | 7 | 4 | 0 | 3 | NWGF 95% | 1341 | 776 | 43 | 3.207% | 5.541% | 12 | 31 | 0 | 0 | 0 | 3 | NWGF 95% | 133 | 57 | 0 | 0% | 0% | 0 | 0 | 0 | 0 | 0 | 3 | NWGF 95% | 46 | 24 | 0 | 0% | 0% | 0 | 0 | 0 | 0 | 0
4 | NWGF 98% | 5299 | 4631 | 163 | 3.076% | 3.52% | 104 | 42 | 12 | 5 | 0 | 4 | NWGF 98% | 3779 | 3600 | 106 | 2.805% | 2.944% | 83 | 6 | 12 | 5 | 0 | 4 | NWGF 98% | 1341 | 871 | 57 | 4.251% | 6.544% | 21 | 36 | 0 | 0 | 0 | 4 | NWGF 98% | 133 | 128 | 0 | 0% | 0% | 0 | 0 | 0 | 0 | 0 | 4 | NWGF 98% | 46 | 32 | 0 | 0% | 0% | 0 | 0 | 0 | 0 | 0
Simulation Results Rest of Country | [5 empty] | Scenario Int-12.55 | [5 empty] | Residential - Rest of Country - Replacement | [5 empty] | Scenario Int-12.55 | [5 empty] | Residential - Rest of Country - New | [5 empty] | Scenario Int-12.55 | [5 empty] | Commercial - Rest of Country - Replacement | [5 empty] | Scenario Int-12.55 | [5 empty] | Commercial - Rest of Country - New | [5 empty] | Scenario Int-12.55
[7 empty] | type of switching | [11 empty] | type of switching | [11 empty] | type of switching | [11 empty] | type of switching | [11 empty] | type of switching
[7 empty] | NWGF | NWGF+GWH | NWGF | NWGF+GWH | GWH | [7 empty] | NWGF | NWGF+GWH | NWGF | NWGF+GWH | GWH | [7 empty] | NWGF | NWGF+GWH | NWGF | NWGF+GWH | GWH | [7 empty] | NWGF | NWGF+GWH | NWGF | NWGF+GWH | GWH | [7 empty] | NWGF | NWGF+GWH | NWGF | NWGF+GWH | GWH
|  | Number of | Number | Number | % of Total | % of Impacted | --> | --> | --> | --> | --> |  |  | Number of | Number | Number | % of Total | % of Impacted | --> | --> | --> | --> | --> |  |  | Number of | Number | Number | % of Total | % of Impacted | --> | --> | --> | --> | --> |  |  | Number of | Number | Number | % of Total | % of Impacted | --> | --> | --> | --> | --> |  |  | Number of | Number | Number | % of Total | % of Impacted | --> | --> | --> | --> | -->
Level | Description | Buildings | Impacted | Switching | Switching | Swtiching | HP | HP+EWH | EF | EF+EWH | EWH | Level | Description | Buildings | Impacted | Switching | Switching | Swtiching | HP | HP+EWH | EF | EF+EWH | EWH | Level | Description | Buildings | Impacted | Switching | Switching | Swtiching | HP | HP+EWH | EF | EF+EWH | EWH | Level | Description | Buildings | Impacted | Switching | Switching | Swtiching | HP | HP+EWH | EF | EF+EWH | EWH | Level | Description | Buildings | Impacted | Switching | Switching | Swtiching | HP | HP+EWH | EF | EF+EWH | EWH
NWGF | [11 empty] | NWGF | [11 empty] | NWGF | [11 empty] | NWGF | [11 empty] | NWGF
1 | NWGF 90% | 4701 | 1809 | 205 | 4.361% | 11.33% | 176 | 12 | 11 | 6 | 0 | 1 | NWGF 90% | 3462 | 1655 | 194 | 5.604% | 11.72% | 168 | 9 | 11 | 6 | 0 | 1 | NWGF 90% | 1135 | 112 | 11 | 0.9692% | 9.821% | 8 | 3 | 0 | 0 | 0 | 1 | NWGF 90% | 78 | 41 | 0 | 0% | 0% | 0 | 0 | 0 | 0 | 0 | 1 | NWGF 90% | 26 | 1 | 0 | 0% | 0% | 0 | 0 | 0 | 0 | 0
2 | NWGF 92% | 4701 | 2075 | 317 | 6.743% | 15.28% | 276 | 23 | 14 | 4 | 0 | 2 | NWGF 92% | 3462 | 1831 | 291 | 8.406% | 15.89% | 261 | 12 | 14 | 4 | 0 | 2 | NWGF 92% | 1135 | 197 | 26 | 2.291% | 13.2% | 15 | 11 | 0 | 0 | 0 | 2 | NWGF 92% | 78 | 46 | 0 | 0% | 0% | 0 | 0 | 0 | 0 | 0 | 2 | NWGF 92% | 26 | 1 | 0 | 0% | 0% | 0 | 0 | 0 | 0 | 0
3 | NWGF 95% | 4701 | 3020 | 534 | 11.36% | 17.68% | 481 | 26 | 22 | 5 | 0 | 3 | NWGF 95% | 3462 | 2539 | 474 | 13.69% | 18.67% | 440 | 12 | 20 | 2 | 0 | 3 | NWGF 95% | 1135 | 411 | 60 | 5.286% | 14.6% | 41 | 14 | 2 | 3 | 0 | 3 | NWGF 95% | 78 | 60 | 0 | 0% | 0% | 0 | 0 | 0 | 0 | 0 | 3 | NWGF 95% | 26 | 10 | 0 | 0% | 0% | 0 | 0 | 0 | 0 | 0
4 | NWGF 98% | 4701 | 3465 | 733 | 15.59% | 21.15% | 671 | 23 | 33 | 6 | 0 | 4 | NWGF 98% | 3462 | 2737 | 603 | 17.42% | 22.03% | 559 | 10 | 33 | 1 | 0 | 4 | NWGF 98% | 1135 | 641 | 130 | 11.45% | 20.28% | 112 | 13 | 0 | 5 | 0 | 4 | NWGF 98% | 78 | 66 | 0 | 0% | 0% | 0 | 0 | 0 | 0 | 0 | 4 | NWGF 98% | 26 | 21 | 0 | 0% | 0% | 0 | 0 | 0 | 0 | 0
Simulation Results Senior Only | [5 empty] | Scenario Int-12.55 | [5 empty] | Simulation Results Senior Only - North | [5 empty] | Scenario Int-12.55 | [5 empty] | Simulation Results Senior Only - Rest of Country | [5 empty] | Scenario Int-12.55
[7 empty] | type of switching | [11 empty] | type of switching | [11 empty] | type of switching
[7 empty] | NWGF | NWGF+GWH | NWGF | NWGF+GWH | GWH | [7 empty] | NWGF | NWGF+GWH | NWGF | NWGF+GWH | GWH | [7 empty] | NWGF | NWGF+GWH | NWGF | NWGF+GWH | GWH
|  | Number of | Number | Number | % of Total | % of Impacted | --> | --> | --> | --> | --> |  |  | Number of | Number | Number | % of Total | % of Impacted | --> | --> | --> | --> | --> |  |  | Number of | Number | Number | % of Total | % of Impacted | --> | --> | --> | --> | -->
Level | Description | Buildings | Impacted | Switching | Switching | Swtiching | HP | HP+EWH | EF | EF+EWH | EWH | Level | Description | Buildings | Impacted | Switching | Switching | Swtiching | HP | HP+EWH | EF | EF+EWH | EWH | Level | Description | Buildings | Impacted | Switching | Switching | Swtiching | HP | HP+EWH | EF | EF+EWH | EWH
NWGF | [11 empty] | NWGF | [11 empty] | NWGF
1 | NWGF 90% | 1455 | 331 | 40 | 2.749% | 12.08% | 30 | 5 | 3 | 2 | 0 | 1 | NWGF 90% | 794 | 89 | 13 | 1.637% | 14.61% | 7 | 4 | 1 | 1 | 0 | 1 | NWGF 90% | 661 | 242 | 27 | 4.085% | 11.16% | 23 | 1 | 2 | 1 | 0
2 | NWGF 92% | 1455 | 399 | 53 | 3.643% | 13.28% | 41 | 7 | 3 | 2 | 0 | 2 | NWGF 92% | 794 | 129 | 15 | 1.889% | 11.63% | 9 | 4 | 1 | 1 | 0 | 2 | NWGF 92% | 661 | 270 | 38 | 5.749% | 14.07% | 32 | 3 | 2 | 1 | 0
3 | NWGF 95% | 1455 | 701 | 82 | 5.636% | 11.7% | 66 | 7 | 5 | 4 | 0 | 3 | NWGF 95% | 794 | 280 | 18 | 2.267% | 6.429% | 10 | 5 | 0 | 3 | 0 | 3 | NWGF 95% | 661 | 421 | 64 | 9.682% | 15.2% | 56 | 2 | 5 | 1 | 0
4 | NWGF 98% | 1455 | 1192 | 103 | 7.079% | 8.641% | 87 | 5 | 7 | 4 | 0 | 4 | NWGF 98% | 794 | 708 | 21 | 2.645% | 2.966% | 14 | 4 | 0 | 3 | 0 | 4 | NWGF 98% | 661 | 484 | 82 | 12.41% | 16.94% | 73 | 1 | 7 | 1 | 0
Simulation Results Low Income Only | [5 empty] | Scenario Int-12.55 | [5 empty] | Simulation Results Low Income Only - North | [5 empty] | Scenario Int-12.55 | [5 empty] | Simulation Results Low Income Only - Rest of Country | [5 empty] | Scenario Int-12.55
[7 empty] | type of switching | [11 empty] | type of switching | [11 empty] | type of switching
[7 empty] | NWGF | NWGF+GWH | NWGF | NWGF+GWH | GWH | [7 empty] | NWGF | NWGF+GWH | NWGF | NWGF+GWH | GWH | [7 empty] | NWGF | NWGF+GWH | NWGF | NWGF+GWH | GWH
|  | Number of | Number | Number | % of Total | % of Impacted | --> | --> | --> | --> | --> |  |  | Number of | Number | Number | % of Total | % of Impacted | --> | --> | --> | --> | --> |  |  | Number of | Number | Number | % of Total | % of Impacted | --> | --> | --> | --> | -->
Level | Description | Buildings | Impacted | Switching | Switching | Swtiching | HP | HP+EWH | EF | EF+EWH | EWH | Level | Description | Buildings | Impacted | Switching | Switching | Swtiching | HP | HP+EWH | EF | EF+EWH | EWH | Level | Description | Buildings | Impacted | Switching | Switching | Swtiching | HP | HP+EWH | EF | EF+EWH | EWH
NWGF | [11 empty] | NWGF | [11 empty] | NWGF
1 | NWGF 90% | 815 | 245 | 38 | 4.663% | 15.51% | 32 | 2 | 3 | 1 | 0 | 1 | NWGF 90% | 441 | 51 | 4 | 0.907% | 7.843% | 2 | 2 | 0 | 0 | 0 | 1 | NWGF 90% | 374 | 194 | 34 | 9.091% | 17.53% | 30 | 0 | 3 | 1 | 0
2 | NWGF 92% | 815 | 283 | 45 | 5.521% | 15.9% | 36 | 2 | 6 | 1 | 0 | 2 | NWGF 92% | 441 | 76 | 4 | 0.907% | 5.263% | 2 | 2 | 0 | 0 | 0 | 2 | NWGF 92% | 374 | 207 | 41 | 10.96% | 19.81% | 34 | 0 | 6 | 1 | 0
3 | NWGF 95% | 815 | 439 | 73 | 8.957% | 16.63% | 55 | 9 | 9 | 0 | 0 | 3 | NWGF 95% | 441 | 176 | 9 | 2.041% | 5.114% | 3 | 5 | 1 | 0 | 0 | 3 | NWGF 95% | 374 | 263 | 64 | 17.11% | 24.33% | 52 | 4 | 8 | 0 | 0
4 | NWGF 98% | 815 | 680 | 100 | 12.27% | 14.71% | 80 | 6 | 13 | 1 | 0 | 4 | NWGF 98% | 441 | 399 | 12 | 2.721% | 3.008% | 6 | 4 | 1 | 1 | 0 | 4 | NWGF 98% | 374 | 281 | 88 | 23.53% | 31.32% | 74 | 2 | 12 | 0 | 0

## Scenario Int-13.55
Simulation Results NATIONAL - 10000 samples | [5 empty] | Scenario Int-13.55 | [5 empty] | Residential - Replacement | [5 empty] | Scenario Int-13.55 | [5 empty] | Residential - New | [5 empty] | Scenario Int-13.55 | [5 empty] | Commercial - Replacement | [5 empty] | Scenario Int-13.55 | [5 empty] | Commercial - New | [5 empty] | Scenario Int-13.55
[7 empty] | type of switching | [11 empty] | type of switching | [11 empty] | type of switching | [11 empty] | type of switching | [11 empty] | type of switching
[7 empty] | NWGF | NWGF+GWH | NWGF | NWGF+GWH | GWH | [7 empty] | NWGF | NWGF+GWH | NWGF | NWGF+GWH | GWH | [7 empty] | NWGF | NWGF+GWH | NWGF | NWGF+GWH | GWH | [7 empty] | NWGF | NWGF+GWH | NWGF | NWGF+GWH | GWH | [7 empty] | NWGF | NWGF+GWH | NWGF | NWGF+GWH | GWH
|  | Number of | Number | Number | % of Total | % of Impacted | --> | --> | --> | --> | --> |  |  | Number of | Number | Number | % of Total | % of Impacted | --> | --> | --> | --> | --> |  |  | Number of | Number | Number | % of Total | % of Impacted | --> | --> | --> | --> | --> |  |  | Number of | Number | Number | % of Total | % of Impacted | --> | --> | --> | --> | --> |  |  | Number of | Number | Number | % of Total | % of Impacted | --> | --> | --> | --> | -->
Level | Description | Buildings | Impacted | Switching | Switching | Swtiching | HP | HP+EWH | EF | EF+EWH | EWH | Level | Description | Buildings | Impacted | Switching | Switching | Swtiching | HP | HP+EWH | EF | EF+EWH | EWH | Level | Description | Buildings | Impacted | Switching | Switching | Swtiching | HP | HP+EWH | EF | EF+EWH | EWH | Level | Description | Buildings | Impacted | Switching | Switching | Swtiching | HP | HP+EWH | EF | EF+EWH | EWH | Level | Description | Buildings | Impacted | Switching | Switching | Swtiching | HP | HP+EWH | EF | EF+EWH | EWH
NWGF | [11 empty] | NWGF | [11 empty] | NWGF | [11 empty] | NWGF | [11 empty] | NWGF
1 | NWGF 90% | 10000 | 2448 | 286 | 2.86% | 11.68% | 215 | 46 | 18 | 7 | 0 | 1 | NWGF 90% | 7241 | 2090 | 244 | 3.37% | 11.67% | 201 | 19 | 18 | 6 | 0 | 1 | NWGF 90% | 2476 | 290 | 42 | 1.696% | 14.48% | 14 | 27 | 0 | 1 | 0 | 1 | NWGF 90% | 211 | 60 | 0 | 0% | 0% | 0 | 0 | 0 | 0 | 0 | 1 | NWGF 90% | 72 | 8 | 0 | 0% | 0% | 0 | 0 | 0 | 0 | 0
2 | NWGF 92% | 10000 | 3049 | 392 | 3.92% | 12.86% | 305 | 56 | 25 | 6 | 0 | 2 | NWGF 92% | 7241 | 2420 | 332 | 4.585% | 13.72% | 285 | 17 | 25 | 5 | 0 | 2 | NWGF 92% | 2476 | 547 | 60 | 2.423% | 10.97% | 20 | 39 | 0 | 1 | 0 | 2 | NWGF 92% | 211 | 67 | 0 | 0% | 0% | 0 | 0 | 0 | 0 | 0 | 2 | NWGF 92% | 72 | 15 | 0 | 0% | 0% | 0 | 0 | 0 | 0 | 0
3 | NWGF 95% | 10000 | 5073 | 658 | 6.58% | 12.97% | 534 | 70 | 44 | 10 | 0 | 3 | NWGF 95% | 7241 | 3780 | 546 | 7.54% | 14.44% | 478 | 21 | 42 | 5 | 0 | 3 | NWGF 95% | 2476 | 1151 | 112 | 4.523% | 9.731% | 56 | 49 | 2 | 5 | 0 | 3 | NWGF 95% | 211 | 108 | 0 | 0% | 0% | 0 | 0 | 0 | 0 | 0 | 3 | NWGF 95% | 72 | 34 | 0 | 0% | 0% | 0 | 0 | 0 | 0 | 0
4 | NWGF 98% | 10000 | 7901 | 888 | 8.88% | 11.24% | 744 | 78 | 53 | 13 | 0 | 4 | NWGF 98% | 7241 | 6184 | 694 | 9.584% | 11.22% | 614 | 20 | 52 | 8 | 0 | 4 | NWGF 98% | 2476 | 1479 | 194 | 7.835% | 13.12% | 130 | 58 | 1 | 5 | 0 | 4 | NWGF 98% | 211 | 186 | 0 | 0% | 0% | 0 | 0 | 0 | 0 | 0 | 4 | NWGF 98% | 72 | 52 | 0 | 0% | 0% | 0 | 0 | 0 | 0 | 0
Simulation Results NORTH | [5 empty] | Scenario Int-13.55 | [5 empty] | Residential - North - Replacement | [5 empty] | Scenario Int-13.55 | [5 empty] | Residential - North - New | [5 empty] | Scenario Int-13.55 | [5 empty] | Commercial - North - Replacement | [5 empty] | Scenario Int-13.55 | [5 empty] | Commercial - North - New | [5 empty] | Scenario Int-13.55
[7 empty] | type of switching | [11 empty] | type of switching | [11 empty] | type of switching | [11 empty] | type of switching | [11 empty] | type of switching
[7 empty] | NWGF | NWGF+GWH | NWGF | NWGF+GWH | GWH | [7 empty] | NWGF | NWGF+GWH | NWGF | NWGF+GWH | GWH | [7 empty] | NWGF | NWGF+GWH | NWGF | NWGF+GWH | GWH | [7 empty] | NWGF | NWGF+GWH | NWGF | NWGF+GWH | GWH | [7 empty] | NWGF | NWGF+GWH | NWGF | NWGF+GWH | GWH
|  | Number of | Number | Number | % of Total | % of Impacted | --> | --> | --> | --> | --> |  |  | Number of | Number | Number | % of Total | % of Impacted | --> | --> | --> | --> | --> |  |  | Number of | Number | Number | % of Total | % of Impacted | --> | --> | --> | --> | --> |  |  | Number of | Number | Number | % of Total | % of Impacted | --> | --> | --> | --> | --> |  |  | Number of | Number | Number | % of Total | % of Impacted | --> | --> | --> | --> | -->
Level | Description | Buildings | Impacted | Switching | Switching | Swtiching | HP | HP+EWH | EF | EF+EWH | EWH | Level | Description | Buildings | Impacted | Switching | Switching | Swtiching | HP | HP+EWH | EF | EF+EWH | EWH | Level | Description | Buildings | Impacted | Switching | Switching | Swtiching | HP | HP+EWH | EF | EF+EWH | EWH | Level | Description | Buildings | Impacted | Switching | Switching | Swtiching | HP | HP+EWH | EF | EF+EWH | EWH | Level | Description | Buildings | Impacted | Switching | Switching | Swtiching | HP | HP+EWH | EF | EF+EWH | EWH
NWGF | [11 empty] | NWGF | [11 empty] | NWGF | [11 empty] | NWGF | [11 empty] | NWGF
1 | NWGF 90% | 5299 | 822 | 76 | 1.434% | 9.246% | 40 | 31 | 4 | 1 | 0 | 1 | NWGF 90% | 3779 | 613 | 47 | 1.244% | 7.667% | 34 | 8 | 4 | 1 | 0 | 1 | NWGF 90% | 1341 | 184 | 29 | 2.163% | 15.76% | 6 | 23 | 0 | 0 | 0 | 1 | NWGF 90% | 133 | 18 | 0 | 0% | 0% | 0 | 0 | 0 | 0 | 0 | 1 | NWGF 90% | 46 | 7 | 0 | 0% | 0% | 0 | 0 | 0 | 0 | 0
2 | NWGF 92% | 5299 | 1210 | 91 | 1.717% | 7.521% | 50 | 35 | 4 | 2 | 0 | 2 | NWGF 92% | 3779 | 814 | 58 | 1.535% | 7.125% | 44 | 8 | 4 | 2 | 0 | 2 | NWGF 92% | 1341 | 361 | 33 | 2.461% | 9.141% | 6 | 27 | 0 | 0 | 0 | 2 | NWGF 92% | 133 | 21 | 0 | 0% | 0% | 0 | 0 | 0 | 0 | 0 | 2 | NWGF 92% | 46 | 14 | 0 | 0% | 0% | 0 | 0 | 0 | 0 | 0
3 | NWGF 95% | 5299 | 2236 | 137 | 2.585% | 6.127% | 82 | 42 | 8 | 5 | 0 | 3 | NWGF 95% | 3779 | 1411 | 90 | 2.382% | 6.378% | 71 | 6 | 8 | 5 | 0 | 3 | NWGF 95% | 1341 | 751 | 47 | 3.505% | 6.258% | 11 | 36 | 0 | 0 | 0 | 3 | NWGF 95% | 133 | 50 | 0 | 0% | 0% | 0 | 0 | 0 | 0 | 0 | 3 | NWGF 95% | 46 | 24 | 0 | 0% | 0% | 0 | 0 | 0 | 0 | 0
4 | NWGF 98% | 5299 | 4512 | 180 | 3.397% | 3.989% | 114 | 51 | 10 | 5 | 0 | 4 | NWGF 98% | 3779 | 3505 | 119 | 3.149% | 3.395% | 97 | 7 | 10 | 5 | 0 | 4 | NWGF 98% | 1341 | 852 | 61 | 4.549% | 7.16% | 17 | 44 | 0 | 0 | 0 | 4 | NWGF 98% | 133 | 123 | 0 | 0% | 0% | 0 | 0 | 0 | 0 | 0 | 4 | NWGF 98% | 46 | 32 | 0 | 0% | 0% | 0 | 0 | 0 | 0 | 0
Simulation Results Rest of Country | [5 empty] | Scenario Int-13.55 | [5 empty] | Residential - Rest of Country - Replacement | [5 empty] | Scenario Int-13.55 | [5 empty] | Residential - Rest of Country - New | [5 empty] | Scenario Int-13.55 | [5 empty] | Commercial - Rest of Country - Replacement | [5 empty] | Scenario Int-13.55 | [5 empty] | Commercial - Rest of Country - New | [5 empty] | Scenario Int-13.55
[7 empty] | type of switching | [11 empty] | type of switching | [11 empty] | type of switching | [11 empty] | type of switching | [11 empty] | type of switching
[7 empty] | NWGF | NWGF+GWH | NWGF | NWGF+GWH | GWH | [7 empty] | NWGF | NWGF+GWH | NWGF | NWGF+GWH | GWH | [7 empty] | NWGF | NWGF+GWH | NWGF | NWGF+GWH | GWH | [7 empty] | NWGF | NWGF+GWH | NWGF | NWGF+GWH | GWH | [7 empty] | NWGF | NWGF+GWH | NWGF | NWGF+GWH | GWH
|  | Number of | Number | Number | % of Total | % of Impacted | --> | --> | --> | --> | --> |  |  | Number of | Number | Number | % of Total | % of Impacted | --> | --> | --> | --> | --> |  |  | Number of | Number | Number | % of Total | % of Impacted | --> | --> | --> | --> | --> |  |  | Number of | Number | Number | % of Total | % of Impacted | --> | --> | --> | --> | --> |  |  | Number of | Number | Number | % of Total | % of Impacted | --> | --> | --> | --> | -->
Level | Description | Buildings | Impacted | Switching | Switching | Swtiching | HP | HP+EWH | EF | EF+EWH | EWH | Level | Description | Buildings | Impacted | Switching | Switching | Swtiching | HP | HP+EWH | EF | EF+EWH | EWH | Level | Description | Buildings | Impacted | Switching | Switching | Swtiching | HP | HP+EWH | EF | EF+EWH | EWH | Level | Description | Buildings | Impacted | Switching | Switching | Swtiching | HP | HP+EWH | EF | EF+EWH | EWH | Level | Description | Buildings | Impacted | Switching | Switching | Swtiching | HP | HP+EWH | EF | EF+EWH | EWH
NWGF | [11 empty] | NWGF | [11 empty] | NWGF | [11 empty] | NWGF | [11 empty] | NWGF
1 | NWGF 90% | 4701 | 1626 | 210 | 4.467% | 12.92% | 175 | 15 | 14 | 6 | 0 | 1 | NWGF 90% | 3462 | 1477 | 197 | 5.69% | 13.34% | 167 | 11 | 14 | 5 | 0 | 1 | NWGF 90% | 1135 | 106 | 13 | 1.145% | 12.26% | 8 | 4 | 0 | 1 | 0 | 1 | NWGF 90% | 78 | 42 | 0 | 0% | 0% | 0 | 0 | 0 | 0 | 0 | 1 | NWGF 90% | 26 | 1 | 0 | 0% | 0% | 0 | 0 | 0 | 0 | 0
2 | NWGF 92% | 4701 | 1839 | 301 | 6.403% | 16.37% | 255 | 21 | 21 | 4 | 0 | 2 | NWGF 92% | 3462 | 1606 | 274 | 7.915% | 17.06% | 241 | 9 | 21 | 3 | 0 | 2 | NWGF 92% | 1135 | 186 | 27 | 2.379% | 14.52% | 14 | 12 | 0 | 1 | 0 | 2 | NWGF 92% | 78 | 46 | 0 | 0% | 0% | 0 | 0 | 0 | 0 | 0 | 2 | NWGF 92% | 26 | 1 | 0 | 0% | 0% | 0 | 0 | 0 | 0 | 0
3 | NWGF 95% | 4701 | 2837 | 521 | 11.08% | 18.36% | 452 | 28 | 36 | 5 | 0 | 3 | NWGF 95% | 3462 | 2369 | 456 | 13.17% | 19.25% | 407 | 15 | 34 | 0 | 0 | 3 | NWGF 95% | 1135 | 400 | 65 | 5.727% | 16.25% | 45 | 13 | 2 | 5 | 0 | 3 | NWGF 95% | 78 | 58 | 0 | 0% | 0% | 0 | 0 | 0 | 0 | 0 | 3 | NWGF 95% | 26 | 10 | 0 | 0% | 0% | 0 | 0 | 0 | 0 | 0
4 | NWGF 98% | 4701 | 3389 | 708 | 15.06% | 20.89% | 630 | 27 | 43 | 8 | 0 | 4 | NWGF 98% | 3462 | 2679 | 575 | 16.61% | 21.46% | 517 | 13 | 42 | 3 | 0 | 4 | NWGF 98% | 1135 | 627 | 133 | 11.72% | 21.21% | 113 | 14 | 1 | 5 | 0 | 4 | NWGF 98% | 78 | 63 | 0 | 0% | 0% | 0 | 0 | 0 | 0 | 0 | 4 | NWGF 98% | 26 | 20 | 0 | 0% | 0% | 0 | 0 | 0 | 0 | 0
Simulation Results Senior Only | [5 empty] | Scenario Int-13.55 | [5 empty] | Simulation Results Senior Only - North | [5 empty] | Scenario Int-13.55 | [5 empty] | Simulation Results Senior Only - Rest of Country | [5 empty] | Scenario Int-13.55
[7 empty] | type of switching | [11 empty] | type of switching | [11 empty] | type of switching
[7 empty] | NWGF | NWGF+GWH | NWGF | NWGF+GWH | GWH | [7 empty] | NWGF | NWGF+GWH | NWGF | NWGF+GWH | GWH | [7 empty] | NWGF | NWGF+GWH | NWGF | NWGF+GWH | GWH
|  | Number of | Number | Number | % of Total | % of Impacted | --> | --> | --> | --> | --> |  |  | Number of | Number | Number | % of Total | % of Impacted | --> | --> | --> | --> | --> |  |  | Number of | Number | Number | % of Total | % of Impacted | --> | --> | --> | --> | -->
Level | Description | Buildings | Impacted | Switching | Switching | Swtiching | HP | HP+EWH | EF | EF+EWH | EWH | Level | Description | Buildings | Impacted | Switching | Switching | Swtiching | HP | HP+EWH | EF | EF+EWH | EWH | Level | Description | Buildings | Impacted | Switching | Switching | Swtiching | HP | HP+EWH | EF | EF+EWH | EWH
NWGF | [11 empty] | NWGF | [11 empty] | NWGF
1 | NWGF 90% | 1455 | 319 | 41 | 2.818% | 12.85% | 31 | 5 | 3 | 2 | 0 | 1 | NWGF 90% | 794 | 102 | 13 | 1.637% | 12.75% | 7 | 4 | 1 | 1 | 0 | 1 | NWGF 90% | 661 | 217 | 28 | 4.236% | 12.9% | 24 | 1 | 2 | 1 | 0
2 | NWGF 92% | 1455 | 392 | 50 | 3.436% | 12.76% | 40 | 5 | 4 | 1 | 0 | 2 | NWGF 92% | 794 | 146 | 15 | 1.889% | 10.27% | 9 | 4 | 1 | 1 | 0 | 2 | NWGF 92% | 661 | 246 | 35 | 5.295% | 14.23% | 31 | 1 | 3 | 0 | 0
3 | NWGF 95% | 1455 | 673 | 84 | 5.773% | 12.48% | 67 | 7 | 7 | 3 | 0 | 3 | NWGF 95% | 794 | 273 | 19 | 2.393% | 6.96% | 12 | 4 | 0 | 3 | 0 | 3 | NWGF 95% | 661 | 400 | 65 | 9.834% | 16.25% | 55 | 3 | 7 | 0 | 0
4 | NWGF 98% | 1455 | 1166 | 110 | 7.56% | 9.434% | 91 | 6 | 7 | 6 | 0 | 4 | NWGF 98% | 794 | 693 | 20 | 2.519% | 2.886% | 12 | 5 | 0 | 3 | 0 | 4 | NWGF 98% | 661 | 473 | 90 | 13.62% | 19.03% | 79 | 1 | 7 | 3 | 0
Simulation Results Low Income Only | [5 empty] | Scenario Int-13.55 | [5 empty] | Simulation Results Low Income Only - North | [5 empty] | Scenario Int-13.55 | [5 empty] | Simulation Results Low Income Only - Rest of Country | [5 empty] | Scenario Int-13.55
[7 empty] | type of switching | [11 empty] | type of switching | [11 empty] | type of switching
[7 empty] | NWGF | NWGF+GWH | NWGF | NWGF+GWH | GWH | [7 empty] | NWGF | NWGF+GWH | NWGF | NWGF+GWH | GWH | [7 empty] | NWGF | NWGF+GWH | NWGF | NWGF+GWH | GWH
|  | Number of | Number | Number | % of Total | % of Impacted | --> | --> | --> | --> | --> |  |  | Number of | Number | Number | % of Total | % of Impacted | --> | --> | --> | --> | --> |  |  | Number of | Number | Number | % of Total | % of Impacted | --> | --> | --> | --> | -->
Level | Description | Buildings | Impacted | Switching | Switching | Swtiching | HP | HP+EWH | EF | EF+EWH | EWH | Level | Description | Buildings | Impacted | Switching | Switching | Swtiching | HP | HP+EWH | EF | EF+EWH | EWH | Level | Description | Buildings | Impacted | Switching | Switching | Swtiching | HP | HP+EWH | EF | EF+EWH | EWH
NWGF | [11 empty] | NWGF | [11 empty] | NWGF
1 | NWGF 90% | 815 | 215 | 30 | 3.681% | 13.95% | 24 | 1 | 4 | 1 | 0 | 1 | NWGF 90% | 441 | 60 | 3 | 0.6803% | 5% | 2 | 1 | 0 | 0 | 0 | 1 | NWGF 90% | 374 | 155 | 27 | 7.219% | 17.42% | 22 | 0 | 4 | 1 | 0
2 | NWGF 92% | 815 | 255 | 34 | 4.172% | 13.33% | 25 | 1 | 7 | 1 | 0 | 2 | NWGF 92% | 441 | 84 | 4 | 0.907% | 4.762% | 2 | 1 | 1 | 0 | 0 | 2 | NWGF 92% | 374 | 171 | 30 | 8.021% | 17.54% | 23 | 0 | 6 | 1 | 0
3 | NWGF 95% | 815 | 414 | 63 | 7.73% | 15.22% | 45 | 5 | 12 | 1 | 0 | 3 | NWGF 95% | 441 | 160 | 10 | 2.268% | 6.25% | 5 | 2 | 2 | 1 | 0 | 3 | NWGF 95% | 374 | 254 | 53 | 14.17% | 20.87% | 40 | 3 | 10 | 0 | 0
4 | NWGF 98% | 815 | 669 | 87 | 10.67% | 13% | 68 | 4 | 14 | 1 | 0 | 4 | NWGF 98% | 441 | 395 | 15 | 3.401% | 3.797% | 10 | 2 | 2 | 1 | 0 | 4 | NWGF 98% | 374 | 274 | 72 | 19.25% | 26.28% | 58 | 2 | 12 | 0 | 0

## Scenario Int-14.55
Simulation Results NATIONAL - 10000 samples | [5 empty] | Scenario Int-14.55 | [5 empty] | Residential - Replacement | [5 empty] | Scenario Int-14.55 | [5 empty] | Residential - New | [5 empty] | Scenario Int-14.55 | [5 empty] | Commercial - Replacement | [5 empty] | Scenario Int-14.55 | [5 empty] | Commercial - New | [5 empty] | Scenario Int-14.55
[7 empty] | type of switching | [11 empty] | type of switching | [11 empty] | type of switching | [11 empty] | type of switching | [11 empty] | type of switching
[7 empty] | NWGF | NWGF+GWH | NWGF | NWGF+GWH | GWH | [7 empty] | NWGF | NWGF+GWH | NWGF | NWGF+GWH | GWH | [7 empty] | NWGF | NWGF+GWH | NWGF | NWGF+GWH | GWH | [7 empty] | NWGF | NWGF+GWH | NWGF | NWGF+GWH | GWH | [7 empty] | NWGF | NWGF+GWH | NWGF | NWGF+GWH | GWH
|  | Number of | Number | Number | % of Total | % of Impacted | --> | --> | --> | --> | --> |  |  | Number of | Number | Number | % of Total | % of Impacted | --> | --> | --> | --> | --> |  |  | Number of | Number | Number | % of Total | % of Impacted | --> | --> | --> | --> | --> |  |  | Number of | Number | Number | % of Total | % of Impacted | --> | --> | --> | --> | --> |  |  | Number of | Number | Number | % of Total | % of Impacted | --> | --> | --> | --> | -->
Level | Description | Buildings | Impacted | Switching | Switching | Swtiching | HP | HP+EWH | EF | EF+EWH | EWH | Level | Description | Buildings | Impacted | Switching | Switching | Swtiching | HP | HP+EWH | EF | EF+EWH | EWH | Level | Description | Buildings | Impacted | Switching | Switching | Swtiching | HP | HP+EWH | EF | EF+EWH | EWH | Level | Description | Buildings | Impacted | Switching | Switching | Swtiching | HP | HP+EWH | EF | EF+EWH | EWH | Level | Description | Buildings | Impacted | Switching | Switching | Swtiching | HP | HP+EWH | EF | EF+EWH | EWH
NWGF | [11 empty] | NWGF | [11 empty] | NWGF | [11 empty] | NWGF | [11 empty] | NWGF
1 | NWGF 90% | 10000 | 2449 | 248 | 2.48% | 10.13% | 184 | 42 | 15 | 7 | 0 | 1 | NWGF 90% | 7241 | 2089 | 209 | 2.886% | 10% | 170 | 17 | 15 | 7 | 0 | 1 | NWGF 90% | 2476 | 292 | 39 | 1.575% | 13.36% | 14 | 25 | 0 | 0 | 0 | 1 | NWGF 90% | 211 | 60 | 0 | 0% | 0% | 0 | 0 | 0 | 0 | 0 | 1 | NWGF 90% | 72 | 8 | 0 | 0% | 0% | 0 | 0 | 0 | 0 | 0
2 | NWGF 92% | 10000 | 3051 | 364 | 3.64% | 11.93% | 279 | 58 | 21 | 6 | 0 | 2 | NWGF 92% | 7241 | 2419 | 301 | 4.157% | 12.44% | 257 | 17 | 21 | 6 | 0 | 2 | NWGF 92% | 2476 | 550 | 63 | 2.544% | 11.45% | 22 | 41 | 0 | 0 | 0 | 2 | NWGF 92% | 211 | 67 | 0 | 0% | 0% | 0 | 0 | 0 | 0 | 0 | 2 | NWGF 92% | 72 | 15 | 0 | 0% | 0% | 0 | 0 | 0 | 0 | 0
3 | NWGF 95% | 10000 | 5076 | 597 | 5.97% | 11.76% | 492 | 63 | 30 | 12 | 0 | 3 | NWGF 95% | 7241 | 3782 | 498 | 6.878% | 13.17% | 444 | 17 | 28 | 9 | 0 | 3 | NWGF 95% | 2476 | 1152 | 99 | 3.998% | 8.594% | 48 | 46 | 2 | 3 | 0 | 3 | NWGF 95% | 211 | 108 | 0 | 0% | 0% | 0 | 0 | 0 | 0 | 0 | 3 | NWGF 95% | 72 | 34 | 0 | 0% | 0% | 0 | 0 | 0 | 0 | 0
4 | NWGF 98% | 10000 | 7904 | 835 | 8.35% | 10.56% | 708 | 69 | 45 | 13 | 0 | 4 | NWGF 98% | 7241 | 6183 | 653 | 9.018% | 10.56% | 584 | 17 | 44 | 8 | 0 | 4 | NWGF 98% | 2476 | 1483 | 182 | 7.351% | 12.27% | 124 | 52 | 1 | 5 | 0 | 4 | NWGF 98% | 211 | 186 | 0 | 0% | 0% | 0 | 0 | 0 | 0 | 0 | 4 | NWGF 98% | 72 | 52 | 0 | 0% | 0% | 0 | 0 | 0 | 0 | 0
Simulation Results NORTH | [5 empty] | Scenario Int-14.55 | [5 empty] | Residential - North - Replacement | [5 empty] | Scenario Int-14.55 | [5 empty] | Residential - North - New | [5 empty] | Scenario Int-14.55 | [5 empty] | Commercial - North - Replacement | [5 empty] | Scenario Int-14.55 | [5 empty] | Commercial - North - New | [5 empty] | Scenario Int-14.55
[7 empty] | type of switching | [11 empty] | type of switching | [11 empty] | type of switching | [11 empty] | type of switching | [11 empty] | type of switching
[7 empty] | NWGF | NWGF+GWH | NWGF | NWGF+GWH | GWH | [7 empty] | NWGF | NWGF+GWH | NWGF | NWGF+GWH | GWH | [7 empty] | NWGF | NWGF+GWH | NWGF | NWGF+GWH | GWH | [7 empty] | NWGF | NWGF+GWH | NWGF | NWGF+GWH | GWH | [7 empty] | NWGF | NWGF+GWH | NWGF | NWGF+GWH | GWH
|  | Number of | Number | Number | % of Total | % of Impacted | --> | --> | --> | --> | --> |  |  | Number of | Number | Number | % of Total | % of Impacted | --> | --> | --> | --> | --> |  |  | Number of | Number | Number | % of Total | % of Impacted | --> | --> | --> | --> | --> |  |  | Number of | Number | Number | % of Total | % of Impacted | --> | --> | --> | --> | --> |  |  | Number of | Number | Number | % of Total | % of Impacted | --> | --> | --> | --> | -->
Level | Description | Buildings | Impacted | Switching | Switching | Swtiching | HP | HP+EWH | EF | EF+EWH | EWH | Level | Description | Buildings | Impacted | Switching | Switching | Swtiching | HP | HP+EWH | EF | EF+EWH | EWH | Level | Description | Buildings | Impacted | Switching | Switching | Swtiching | HP | HP+EWH | EF | EF+EWH | EWH | Level | Description | Buildings | Impacted | Switching | Switching | Swtiching | HP | HP+EWH | EF | EF+EWH | EWH | Level | Description | Buildings | Impacted | Switching | Switching | Swtiching | HP | HP+EWH | EF | EF+EWH | EWH
NWGF | [11 empty] | NWGF | [11 empty] | NWGF | [11 empty] | NWGF | [11 empty] | NWGF
1 | NWGF 90% | 5299 | 822 | 72 | 1.359% | 8.759% | 38 | 30 | 3 | 1 | 0 | 1 | NWGF 90% | 3779 | 612 | 44 | 1.164% | 7.19% | 32 | 8 | 3 | 1 | 0 | 1 | NWGF 90% | 1341 | 185 | 28 | 2.088% | 15.14% | 6 | 22 | 0 | 0 | 0 | 1 | NWGF 90% | 133 | 18 | 0 | 0% | 0% | 0 | 0 | 0 | 0 | 0 | 1 | NWGF 90% | 46 | 7 | 0 | 0% | 0% | 0 | 0 | 0 | 0 | 0
2 | NWGF 92% | 5299 | 1211 | 93 | 1.755% | 7.68% | 51 | 38 | 3 | 1 | 0 | 2 | NWGF 92% | 3779 | 815 | 56 | 1.482% | 6.871% | 44 | 8 | 3 | 1 | 0 | 2 | NWGF 92% | 1341 | 361 | 37 | 2.759% | 10.25% | 7 | 30 | 0 | 0 | 0 | 2 | NWGF 92% | 133 | 21 | 0 | 0% | 0% | 0 | 0 | 0 | 0 | 0 | 2 | NWGF 92% | 46 | 14 | 0 | 0% | 0% | 0 | 0 | 0 | 0 | 0
3 | NWGF 95% | 5299 | 2236 | 128 | 2.416% | 5.725% | 77 | 39 | 7 | 5 | 0 | 3 | NWGF 95% | 3779 | 1412 | 86 | 2.276% | 6.091% | 68 | 6 | 7 | 5 | 0 | 3 | NWGF 95% | 1341 | 750 | 42 | 3.132% | 5.6% | 9 | 33 | 0 | 0 | 0 | 3 | NWGF 95% | 133 | 50 | 0 | 0% | 0% | 0 | 0 | 0 | 0 | 0 | 3 | NWGF 95% | 46 | 24 | 0 | 0% | 0% | 0 | 0 | 0 | 0 | 0
4 | NWGF 98% | 5299 | 4512 | 169 | 3.189% | 3.746% | 108 | 46 | 10 | 5 | 0 | 4 | NWGF 98% | 3779 | 3505 | 113 | 2.99% | 3.224% | 91 | 7 | 10 | 5 | 0 | 4 | NWGF 98% | 1341 | 852 | 56 | 4.176% | 6.573% | 17 | 39 | 0 | 0 | 0 | 4 | NWGF 98% | 133 | 123 | 0 | 0% | 0% | 0 | 0 | 0 | 0 | 0 | 4 | NWGF 98% | 46 | 32 | 0 | 0% | 0% | 0 | 0 | 0 | 0 | 0
Simulation Results Rest of Country | [5 empty] | Scenario Int-14.55 | [5 empty] | Residential - Rest of Country - Replacement | [5 empty] | Scenario Int-14.55 | [5 empty] | Residential - Rest of Country - New | [5 empty] | Scenario Int-14.55 | [5 empty] | Commercial - Rest of Country - Replacement | [5 empty] | Scenario Int-14.55 | [5 empty] | Commercial - Rest of Country - New | [5 empty] | Scenario Int-14.55
[7 empty] | type of switching | [11 empty] | type of switching | [11 empty] | type of switching | [11 empty] | type of switching | [11 empty] | type of switching
[7 empty] | NWGF | NWGF+GWH | NWGF | NWGF+GWH | GWH | [7 empty] | NWGF | NWGF+GWH | NWGF | NWGF+GWH | GWH | [7 empty] | NWGF | NWGF+GWH | NWGF | NWGF+GWH | GWH | [7 empty] | NWGF | NWGF+GWH | NWGF | NWGF+GWH | GWH | [7 empty] | NWGF | NWGF+GWH | NWGF | NWGF+GWH | GWH
|  | Number of | Number | Number | % of Total | % of Impacted | --> | --> | --> | --> | --> |  |  | Number of | Number | Number | % of Total | % of Impacted | --> | --> | --> | --> | --> |  |  | Number of | Number | Number | % of Total | % of Impacted | --> | --> | --> | --> | --> |  |  | Number of | Number | Number | % of Total | % of Impacted | --> | --> | --> | --> | --> |  |  | Number of | Number | Number | % of Total | % of Impacted | --> | --> | --> | --> | -->
Level | Description | Buildings | Impacted | Switching | Switching | Swtiching | HP | HP+EWH | EF | EF+EWH | EWH | Level | Description | Buildings | Impacted | Switching | Switching | Swtiching | HP | HP+EWH | EF | EF+EWH | EWH | Level | Description | Buildings | Impacted | Switching | Switching | Swtiching | HP | HP+EWH | EF | EF+EWH | EWH | Level | Description | Buildings | Impacted | Switching | Switching | Swtiching | HP | HP+EWH | EF | EF+EWH | EWH | Level | Description | Buildings | Impacted | Switching | Switching | Swtiching | HP | HP+EWH | EF | EF+EWH | EWH
NWGF | [11 empty] | NWGF | [11 empty] | NWGF | [11 empty] | NWGF | [11 empty] | NWGF
1 | NWGF 90% | 4701 | 1627 | 176 | 3.744% | 10.82% | 146 | 12 | 12 | 6 | 0 | 1 | NWGF 90% | 3462 | 1477 | 165 | 4.766% | 11.17% | 138 | 9 | 12 | 6 | 0 | 1 | NWGF 90% | 1135 | 107 | 11 | 0.9692% | 10.28% | 8 | 3 | 0 | 0 | 0 | 1 | NWGF 90% | 78 | 42 | 0 | 0% | 0% | 0 | 0 | 0 | 0 | 0 | 1 | NWGF 90% | 26 | 1 | 0 | 0% | 0% | 0 | 0 | 0 | 0 | 0
2 | NWGF 92% | 4701 | 1840 | 271 | 5.765% | 14.73% | 228 | 20 | 18 | 5 | 0 | 2 | NWGF 92% | 3462 | 1604 | 245 | 7.077% | 15.27% | 213 | 9 | 18 | 5 | 0 | 2 | NWGF 92% | 1135 | 189 | 26 | 2.291% | 13.76% | 15 | 11 | 0 | 0 | 0 | 2 | NWGF 92% | 78 | 46 | 0 | 0% | 0% | 0 | 0 | 0 | 0 | 0 | 2 | NWGF 92% | 26 | 1 | 0 | 0% | 0% | 0 | 0 | 0 | 0 | 0
3 | NWGF 95% | 4701 | 2840 | 469 | 9.977% | 16.51% | 415 | 24 | 23 | 7 | 0 | 3 | NWGF 95% | 3462 | 2370 | 412 | 11.9% | 17.38% | 376 | 11 | 21 | 4 | 0 | 3 | NWGF 95% | 1135 | 402 | 57 | 5.022% | 14.18% | 39 | 13 | 2 | 3 | 0 | 3 | NWGF 95% | 78 | 58 | 0 | 0% | 0% | 0 | 0 | 0 | 0 | 0 | 3 | NWGF 95% | 26 | 10 | 0 | 0% | 0% | 0 | 0 | 0 | 0 | 0
4 | NWGF 98% | 4701 | 3392 | 666 | 14.17% | 19.63% | 600 | 23 | 35 | 8 | 0 | 4 | NWGF 98% | 3462 | 2678 | 540 | 15.6% | 20.16% | 493 | 10 | 34 | 3 | 0 | 4 | NWGF 98% | 1135 | 631 | 126 | 11.1% | 19.97% | 107 | 13 | 1 | 5 | 0 | 4 | NWGF 98% | 78 | 63 | 0 | 0% | 0% | 0 | 0 | 0 | 0 | 0 | 4 | NWGF 98% | 26 | 20 | 0 | 0% | 0% | 0 | 0 | 0 | 0 | 0
Simulation Results Senior Only | [5 empty] | Scenario Int-14.55 | [5 empty] | Simulation Results Senior Only - North | [5 empty] | Scenario Int-14.55 | [5 empty] | Simulation Results Senior Only - Rest of Country | [5 empty] | Scenario Int-14.55
[7 empty] | type of switching | [11 empty] | type of switching | [11 empty] | type of switching
[7 empty] | NWGF | NWGF+GWH | NWGF | NWGF+GWH | GWH | [7 empty] | NWGF | NWGF+GWH | NWGF | NWGF+GWH | GWH | [7 empty] | NWGF | NWGF+GWH | NWGF | NWGF+GWH | GWH
|  | Number of | Number | Number | % of Total | % of Impacted | --> | --> | --> | --> | --> |  |  | Number of | Number | Number | % of Total | % of Impacted | --> | --> | --> | --> | --> |  |  | Number of | Number | Number | % of Total | % of Impacted | --> | --> | --> | --> | -->
Level | Description | Buildings | Impacted | Switching | Switching | Swtiching | HP | HP+EWH | EF | EF+EWH | EWH | Level | Description | Buildings | Impacted | Switching | Switching | Swtiching | HP | HP+EWH | EF | EF+EWH | EWH | Level | Description | Buildings | Impacted | Switching | Switching | Swtiching | HP | HP+EWH | EF | EF+EWH | EWH
NWGF | [11 empty] | NWGF | [11 empty] | NWGF
1 | NWGF 90% | 1455 | 319 | 37 | 2.543% | 11.6% | 26 | 5 | 3 | 3 | 0 | 1 | NWGF 90% | 794 | 102 | 12 | 1.511% | 11.76% | 6 | 4 | 1 | 1 | 0 | 1 | NWGF 90% | 661 | 217 | 25 | 3.782% | 11.52% | 20 | 1 | 2 | 2 | 0
2 | NWGF 92% | 1455 | 393 | 52 | 3.574% | 13.23% | 41 | 5 | 3 | 3 | 0 | 2 | NWGF 92% | 794 | 146 | 16 | 2.015% | 10.96% | 10 | 4 | 1 | 1 | 0 | 2 | NWGF 92% | 661 | 247 | 36 | 5.446% | 14.57% | 31 | 1 | 2 | 2 | 0
3 | NWGF 95% | 1455 | 674 | 80 | 5.498% | 11.87% | 66 | 5 | 3 | 6 | 0 | 3 | NWGF 95% | 794 | 274 | 18 | 2.267% | 6.569% | 11 | 4 | 0 | 3 | 0 | 3 | NWGF 95% | 661 | 400 | 62 | 9.38% | 15.5% | 55 | 1 | 3 | 3 | 0
4 | NWGF 98% | 1455 | 1166 | 107 | 7.354% | 9.177% | 90 | 6 | 5 | 6 | 0 | 4 | NWGF 98% | 794 | 693 | 20 | 2.519% | 2.886% | 12 | 5 | 0 | 3 | 0 | 4 | NWGF 98% | 661 | 473 | 87 | 13.16% | 18.39% | 78 | 1 | 5 | 3 | 0
Simulation Results Low Income Only | [5 empty] | Scenario Int-14.55 | [5 empty] | Simulation Results Low Income Only - North | [5 empty] | Scenario Int-14.55 | [5 empty] | Simulation Results Low Income Only - Rest of Country | [5 empty] | Scenario Int-14.55
[7 empty] | type of switching | [11 empty] | type of switching | [11 empty] | type of switching
[7 empty] | NWGF | NWGF+GWH | NWGF | NWGF+GWH | GWH | [7 empty] | NWGF | NWGF+GWH | NWGF | NWGF+GWH | GWH | [7 empty] | NWGF | NWGF+GWH | NWGF | NWGF+GWH | GWH
|  | Number of | Number | Number | % of Total | % of Impacted | --> | --> | --> | --> | --> |  |  | Number of | Number | Number | % of Total | % of Impacted | --> | --> | --> | --> | --> |  |  | Number of | Number | Number | % of Total | % of Impacted | --> | --> | --> | --> | -->
Level | Description | Buildings | Impacted | Switching | Switching | Swtiching | HP | HP+EWH | EF | EF+EWH | EWH | Level | Description | Buildings | Impacted | Switching | Switching | Swtiching | HP | HP+EWH | EF | EF+EWH | EWH | Level | Description | Buildings | Impacted | Switching | Switching | Swtiching | HP | HP+EWH | EF | EF+EWH | EWH
NWGF | [11 empty] | NWGF | [11 empty] | NWGF
1 | NWGF 90% | 815 | 215 | 28 | 3.436% | 13.02% | 24 | 1 | 2 | 1 | 0 | 1 | NWGF 90% | 441 | 60 | 3 | 0.6803% | 5% | 2 | 1 | 0 | 0 | 0 | 1 | NWGF 90% | 374 | 155 | 25 | 6.684% | 16.13% | 22 | 0 | 2 | 1 | 0
2 | NWGF 92% | 815 | 255 | 32 | 3.926% | 12.55% | 25 | 1 | 5 | 1 | 0 | 2 | NWGF 92% | 441 | 84 | 3 | 0.6803% | 3.571% | 2 | 1 | 0 | 0 | 0 | 2 | NWGF 92% | 374 | 171 | 29 | 7.754% | 16.96% | 23 | 0 | 5 | 1 | 0
3 | NWGF 95% | 815 | 414 | 55 | 6.748% | 13.29% | 40 | 6 | 8 | 1 | 0 | 3 | NWGF 95% | 441 | 160 | 9 | 2.041% | 5.625% | 4 | 2 | 2 | 1 | 0 | 3 | NWGF 95% | 374 | 254 | 46 | 12.3% | 18.11% | 36 | 4 | 6 | 0 | 0
4 | NWGF 98% | 815 | 669 | 84 | 10.31% | 12.56% | 66 | 4 | 13 | 1 | 0 | 4 | NWGF 98% | 441 | 395 | 15 | 3.401% | 3.797% | 10 | 2 | 2 | 1 | 0 | 4 | NWGF 98% | 374 | 274 | 69 | 18.45% | 25.18% | 56 | 2 | 11 | 0 | 0

## Scenario 2
Simulation Results NATIONAL - 10000 samples | [5 empty] | Scenario 2 | [5 empty] | Residential - Replacement | [5 empty] | Scenario 2 | [5 empty] | Residential - New | [5 empty] | Scenario 2 | [5 empty] | Commercial - Replacement | [5 empty] | Scenario 2 | [5 empty] | Commercial - New | [5 empty] | Scenario 2
[7 empty] | type of switching | [11 empty] | type of switching | [11 empty] | type of switching | [11 empty] | type of switching | [11 empty] | type of switching
[7 empty] | NWGF | NWGF+GWH | NWGF | NWGF+GWH | GWH | [7 empty] | NWGF | NWGF+GWH | NWGF | NWGF+GWH | GWH | [7 empty] | NWGF | NWGF+GWH | NWGF | NWGF+GWH | GWH | [7 empty] | NWGF | NWGF+GWH | NWGF | NWGF+GWH | GWH | [7 empty] | NWGF | NWGF+GWH | NWGF | NWGF+GWH | GWH
|  | Number of | Number | Number | % of Total | % of Impacted | --> | --> | --> | --> | --> |  |  | Number of | Number | Number | % of Total | % of Impacted | --> | --> | --> | --> | --> |  |  | Number of | Number | Number | % of Total | % of Impacted | --> | --> | --> | --> | --> |  |  | Number of | Number | Number | % of Total | % of Impacted | --> | --> | --> | --> | --> |  |  | Number of | Number | Number | % of Total | % of Impacted | --> | --> | --> | --> | -->
Level | Description | Buildings | Impacted | Switching | Switching | Swtiching | HP | HP+EWH | EF | EF+EWH | EWH | Level | Description | Buildings | Impacted | Switching | Switching | Swtiching | HP | HP+EWH | EF | EF+EWH | EWH | Level | Description | Buildings | Impacted | Switching | Switching | Swtiching | HP | HP+EWH | EF | EF+EWH | EWH | Level | Description | Buildings | Impacted | Switching | Switching | Swtiching | HP | HP+EWH | EF | EF+EWH | EWH | Level | Description | Buildings | Impacted | Switching | Switching | Swtiching | HP | HP+EWH | EF | EF+EWH | EWH
NWGF | [11 empty] | NWGF | [11 empty] | NWGF | [11 empty] | NWGF | [11 empty] | NWGF
1 | NWGF 90% | [10 empty] | 1 | NWGF 90% | [10 empty] | 1 | NWGF 90% | [10 empty] | 1 | NWGF 90% | [10 empty] | 1 | NWGF 90% | 72 | 29 | 0 | 0% | 0% | 0 | 0 | 0 | 0 | 0
2 | NWGF 92% | 10000 | 5247 | 1211 | 12.11% | 23.08% | 886 | 108 | 166 | 36 | 15 | 2 | NWGF 92% | 7241 | 3760 | 917 | 12.66% | 24.39% | 699 | 40 | 144 | 23 | 11 | 2 | NWGF 92% | 2476 | 1345 | 294 | 11.87% | 21.86% | 187 | 68 | 22 | 13 | 4 | 2 | NWGF 92% | 211 | 108 | 0 | 0% | 0% | 0 | 0 | 0 | 0 | 0 | 2 | NWGF 92% | 72 | 34 | 0 | 0% | 0% | 0 | 0 | 0 | 0 | 0
3 | NWGF 95% | [10 empty] | 3 | NWGF 95% | [10 empty] | 3 | NWGF 95% | [10 empty] | 3 | NWGF 95% | [10 empty] | 3 | NWGF 95% | 72 | 59 | 0 | 0% | 0% | 0 | 0 | 0 | 0 | 0
4 | NWGF 98% | [10 empty] | 4 | NWGF 98% | [10 empty] | 4 | NWGF 98% | [10 empty] | 4 | NWGF 98% | [10 empty] | 4 | NWGF 98% | 72 | 72 | 0 | 0% | 0% | 0 | 0 | 0 | 0 | 0
Simulation Results NORTH | [5 empty] | Scenario 2 | [5 empty] | Residential - North - Replacement | [5 empty] | Scenario 2 | [5 empty] | Residential - North - New | [5 empty] | Scenario 2 | [5 empty] | Commercial - North - Replacement | [5 empty] | Scenario 2 | [5 empty] | Commercial - North - New | [5 empty] | Scenario 2
[7 empty] | type of switching | [11 empty] | type of switching | [11 empty] | type of switching | [11 empty] | type of switching | [11 empty] | type of switching
[7 empty] | NWGF | NWGF+GWH | NWGF | NWGF+GWH | GWH | [7 empty] | NWGF | NWGF+GWH | NWGF | NWGF+GWH | GWH | [7 empty] | NWGF | NWGF+GWH | NWGF | NWGF+GWH | GWH | [7 empty] | NWGF | NWGF+GWH | NWGF | NWGF+GWH | GWH | [7 empty] | NWGF | NWGF+GWH | NWGF | NWGF+GWH | GWH
|  | Number of | Number | Number | % of Total | % of Impacted | --> | --> | --> | --> | --> |  |  | Number of | Number | Number | % of Total | % of Impacted | --> | --> | --> | --> | --> |  |  | Number of | Number | Number | % of Total | % of Impacted | --> | --> | --> | --> | --> |  |  | Number of | Number | Number | % of Total | % of Impacted | --> | --> | --> | --> | --> |  |  | Number of | Number | Number | % of Total | % of Impacted | --> | --> | --> | --> | -->
Level | Description | Buildings | Impacted | Switching | Switching | Swtiching | HP | HP+EWH | EF | EF+EWH | EWH | Level | Description | Buildings | Impacted | Switching | Switching | Swtiching | HP | HP+EWH | EF | EF+EWH | EWH | Level | Description | Buildings | Impacted | Switching | Switching | Swtiching | HP | HP+EWH | EF | EF+EWH | EWH | Level | Description | Buildings | Impacted | Switching | Switching | Swtiching | HP | HP+EWH | EF | EF+EWH | EWH | Level | Description | Buildings | Impacted | Switching | Switching | Swtiching | HP | HP+EWH | EF | EF+EWH | EWH
NWGF | [11 empty] | NWGF | [11 empty] | NWGF | [11 empty] | NWGF | [11 empty] | NWGF
1 | NWGF 90% | [10 empty] | 1 | NWGF 90% | [10 empty] | 1 | NWGF 90% | [10 empty] | 1 | NWGF 90% | [10 empty] | 1 | NWGF 90% | 46 | 10 | 0 | 0% | 0% | 0 | 0 | 0 | 0 | 0
2 | NWGF 92% | 5299 | 1788 | 194 | 3.661% | 10.85% | 115 | 37 | 28 | 13 | 1 | 2 | NWGF 92% | 3779 | 1179 | 113 | 2.99% | 9.584% | 78 | 8 | 19 | 8 | 0 | 2 | NWGF 92% | 1341 | 539 | 81 | 6.04% | 15.03% | 37 | 29 | 9 | 5 | 1 | 2 | NWGF 92% | 133 | 56 | 0 | 0% | 0% | 0 | 0 | 0 | 0 | 0 | 2 | NWGF 92% | 46 | 14 | 0 | 0% | 0% | 0 | 0 | 0 | 0 | 0
3 | NWGF 95% | [10 empty] | 3 | NWGF 95% | [10 empty] | 3 | NWGF 95% | [10 empty] | 3 | NWGF 95% | [10 empty] | 3 | NWGF 95% | 46 | 34 | 0 | 0% | 0% | 0 | 0 | 0 | 0 | 0
4 | NWGF 98% | [10 empty] | 4 | NWGF 98% | [10 empty] | 4 | NWGF 98% | [10 empty] | 4 | NWGF 98% | [10 empty] | 4 | NWGF 98% | 46 | 46 | 0 | 0% | 0% | 0 | 0 | 0 | 0 | 0
Simulation Results Rest of Country | [5 empty] | Scenario 2 | [5 empty] | Residential - Rest of Country - Replacement | [5 empty] | Scenario 2 | [5 empty] | Residential - Rest of Country - New | [5 empty] | Scenario 2 | [5 empty] | Commercial - Rest of Country - Replacement | [5 empty] | Scenario 2 | [5 empty] | Commercial - Rest of Country - New | [5 empty] | Scenario 2
[7 empty] | type of switching | [11 empty] | type of switching | [11 empty] | type of switching | [11 empty] | type of switching | [11 empty] | type of switching
[7 empty] | NWGF | NWGF+GWH | NWGF | NWGF+GWH | GWH | [7 empty] | NWGF | NWGF+GWH | NWGF | NWGF+GWH | GWH | [7 empty] | NWGF | NWGF+GWH | NWGF | NWGF+GWH | GWH | [7 empty] | NWGF | NWGF+GWH | NWGF | NWGF+GWH | GWH | [7 empty] | NWGF | NWGF+GWH | NWGF | NWGF+GWH | GWH
|  | Number of | Number | Number | % of Total | % of Impacted | --> | --> | --> | --> | --> |  |  | Number of | Number | Number | % of Total | % of Impacted | --> | --> | --> | --> | --> |  |  | Number of | Number | Number | % of Total | % of Impacted | --> | --> | --> | --> | --> |  |  | Number of | Number | Number | % of Total | % of Impacted | --> | --> | --> | --> | --> |  |  | Number of | Number | Number | % of Total | % of Impacted | --> | --> | --> | --> | -->
Level | Description | Buildings | Impacted | Switching | Switching | Swtiching | HP | HP+EWH | EF | EF+EWH | EWH | Level | Description | Buildings | Impacted | Switching | Switching | Swtiching | HP | HP+EWH | EF | EF+EWH | EWH | Level | Description | Buildings | Impacted | Switching | Switching | Swtiching | HP | HP+EWH | EF | EF+EWH | EWH | Level | Description | Buildings | Impacted | Switching | Switching | Swtiching | HP | HP+EWH | EF | EF+EWH | EWH | Level | Description | Buildings | Impacted | Switching | Switching | Swtiching | HP | HP+EWH | EF | EF+EWH | EWH
NWGF | [11 empty] | NWGF | [11 empty] | NWGF | [11 empty] | NWGF | [11 empty] | NWGF
1 | NWGF 90% | [10 empty] | 1 | NWGF 90% | [10 empty] | 1 | NWGF 90% | [10 empty] | 1 | NWGF 90% | [10 empty] | 1 | NWGF 90% | 26 | 19 | 0 | 0% | 0% | 0 | 0 | 0 | 0 | 0
2 | NWGF 92% | 4701 | 3459 | 1017 | 21.63% | 29.4% | 771 | 71 | 138 | 23 | 14 | 2 | NWGF 92% | 3462 | 2581 | 804 | 23.22% | 31.15% | 621 | 32 | 125 | 15 | 11 | 2 | NWGF 92% | 1135 | 806 | 213 | 18.77% | 26.43% | 150 | 39 | 13 | 8 | 3 | 2 | NWGF 92% | 78 | 52 | 0 | 0% | 0% | 0 | 0 | 0 | 0 | 0 | 2 | NWGF 92% | 26 | 20 | 0 | 0% | 0% | 0 | 0 | 0 | 0 | 0
3 | NWGF 95% | [10 empty] | 3 | NWGF 95% | [10 empty] | 3 | NWGF 95% | [10 empty] | 3 | NWGF 95% | [10 empty] | 3 | NWGF 95% | 26 | 25 | 0 | 0% | 0% | 0 | 0 | 0 | 0 | 0
4 | NWGF 98% | [10 empty] | 4 | NWGF 98% | [10 empty] | 4 | NWGF 98% | [10 empty] | 4 | NWGF 98% | [10 empty] | 4 | NWGF 98% | 26 | 26 | 0 | 0% | 0% | 0 | 0 | 0 | 0 | 0
Simulation Results Senior Only | [5 empty] | Scenario 2 | [5 empty] | Simulation Results Senior Only - North | [5 empty] | Scenario 2 | [5 empty] | Simulation Results Senior Only - Rest of Country | [5 empty] | Scenario 2
[7 empty] | type of switching | [11 empty] | type of switching | [11 empty] | type of switching
[7 empty] | NWGF | NWGF+GWH | NWGF | NWGF+GWH | GWH | [7 empty] | NWGF | NWGF+GWH | NWGF | NWGF+GWH | GWH | [7 empty] | NWGF | NWGF+GWH | NWGF | NWGF+GWH | GWH
|  | Number of | Number | Number | % of Total | % of Impacted | --> | --> | --> | --> | --> |  |  | Number of | Number | Number | % of Total | % of Impacted | --> | --> | --> | --> | --> |  |  | Number of | Number | Number | % of Total | % of Impacted | --> | --> | --> | --> | -->
Level | Description | Buildings | Impacted | Switching | Switching | Swtiching | HP | HP+EWH | EF | EF+EWH | EWH | Level | Description | Buildings | Impacted | Switching | Switching | Swtiching | HP | HP+EWH | EF | EF+EWH | EWH | Level | Description | Buildings | Impacted | Switching | Switching | Swtiching | HP | HP+EWH | EF | EF+EWH | EWH
NWGF | [11 empty] | NWGF | [11 empty] | NWGF
1 | NWGF 90% | [10 empty] | 1 | NWGF 90% | [10 empty] | 1 | NWGF 90%
2 | NWGF 92% | 1455 | 706 | 188 | 12.92% | 26.63% | 130 | 20 | 30 | 5 | 3 | 2 | NWGF 92% | 794 | 233 | 29 | 3.652% | 12.45% | 19 | 3 | 5 | 1 | 1 | 2 | NWGF 92% | 661 | 473 | 159 | 24.05% | 33.62% | 111 | 17 | 25 | 4 | 2
3 | NWGF 95% | [10 empty] | 3 | NWGF 95% | [10 empty] | 3 | NWGF 95%
4 | NWGF 98% | [10 empty] | 4 | NWGF 98% | [10 empty] | 4 | NWGF 98%
Simulation Results Low Income Only | [5 empty] | Scenario 2 | [5 empty] | Simulation Results Low Income Only - North | [5 empty] | Scenario 2 | [5 empty] | Simulation Results Low Income Only - Rest of Country | [5 empty] | Scenario 2
[7 empty] | type of switching | [11 empty] | type of switching | [11 empty] | type of switching
[7 empty] | NWGF | NWGF+GWH | NWGF | NWGF+GWH | GWH | [7 empty] | NWGF | NWGF+GWH | NWGF | NWGF+GWH | GWH | [7 empty] | NWGF | NWGF+GWH | NWGF | NWGF+GWH | GWH
|  | Number of | Number | Number | % of Total | % of Impacted | --> | --> | --> | --> | --> |  |  | Number of | Number | Number | % of Total | % of Impacted | --> | --> | --> | --> | --> |  |  | Number of | Number | Number | % of Total | % of Impacted | --> | --> | --> | --> | -->
Level | Description | Buildings | Impacted | Switching | Switching | Swtiching | HP | HP+EWH | EF | EF+EWH | EWH | Level | Description | Buildings | Impacted | Switching | Switching | Swtiching | HP | HP+EWH | EF | EF+EWH | EWH | Level | Description | Buildings | Impacted | Switching | Switching | Swtiching | HP | HP+EWH | EF | EF+EWH | EWH
NWGF | [11 empty] | NWGF | [11 empty] | NWGF
1 | NWGF 90% | [10 empty] | 1 | NWGF 90% | [10 empty] | 1 | NWGF 90%
2 | NWGF 92% | 815 | 431 | 113 | 13.87% | 26.22% | 84 | 6 | 20 | 2 | 1 | 2 | NWGF 92% | 441 | 137 | 7 | 1.587% | 5.109% | 5 | 1 | 0 | 0 | 1 | 2 | NWGF 92% | 374 | 294 | 106 | 28.34% | 36.05% | 79 | 5 | 20 | 2 | 0
3 | NWGF 95% | [10 empty] | 3 | NWGF 95% | [10 empty] | 3 | NWGF 95%
4 | NWGF 98% | [10 empty] | 4 | NWGF 98% | [10 empty] | 4 | NWGF 98%

## Scenario 7
Simulation Results NATIONAL - 10000 samples | [5 empty] | Scenario 7 | [5 empty] | Residential - Replacement | [5 empty] | Scenario 7 | [5 empty] | Residential - New | [5 empty] | Scenario 7 | [5 empty] | Commercial - Replacement | [5 empty] | Scenario 7 | [5 empty] | Commercial - New | [5 empty] | Scenario 7
[7 empty] | type of switching | [11 empty] | type of switching | [11 empty] | type of switching | [11 empty] | type of switching | [11 empty] | type of switching
[7 empty] | NWGF | NWGF+GWH | NWGF | NWGF+GWH | GWH | [7 empty] | NWGF | NWGF+GWH | NWGF | NWGF+GWH | GWH | [7 empty] | NWGF | NWGF+GWH | NWGF | NWGF+GWH | GWH | [7 empty] | NWGF | NWGF+GWH | NWGF | NWGF+GWH | GWH | [7 empty] | NWGF | NWGF+GWH | NWGF | NWGF+GWH | GWH
|  | Number of | Number | Number | % of Total | % of Impacted | --> | --> | --> | --> | --> |  |  | Number of | Number | Number | % of Total | % of Impacted | --> | --> | --> | --> | --> |  |  | Number of | Number | Number | % of Total | % of Impacted | --> | --> | --> | --> | --> |  |  | Number of | Number | Number | % of Total | % of Impacted | --> | --> | --> | --> | --> |  |  | Number of | Number | Number | % of Total | % of Impacted | --> | --> | --> | --> | -->
Level | Description | Buildings | Impacted | Switching | Switching | Swtiching | HP | HP+EWH | EF | EF+EWH | EWH | Level | Description | Buildings | Impacted | Switching | Switching | Swtiching | HP | HP+EWH | EF | EF+EWH | EWH | Level | Description | Buildings | Impacted | Switching | Switching | Swtiching | HP | HP+EWH | EF | EF+EWH | EWH | Level | Description | Buildings | Impacted | Switching | Switching | Swtiching | HP | HP+EWH | EF | EF+EWH | EWH | Level | Description | Buildings | Impacted | Switching | Switching | Swtiching | HP | HP+EWH | EF | EF+EWH | EWH
NWGF | [11 empty] | NWGF | [11 empty] | NWGF | [11 empty] | NWGF | [11 empty] | NWGF
1 | NWGF 90% | [10 empty] | 1 | NWGF 90% | [10 empty] | 1 | NWGF 90% | [10 empty] | 1 | NWGF 90% | [10 empty] | 1 | NWGF 90% | 72 | 29 | 0 | 0% | 0% | 0 | 0 | 0 | 0 | 0
2 | NWGF 92% | 10000 | 5064 | 978 | 9.78% | 19.31% | 742 | 75 | 126 | 24 | 11 | 2 | NWGF 92% | 7241 | 3709 | 826 | 11.41% | 22.27% | 646 | 37 | 115 | 19 | 9 | 2 | NWGF 92% | 2476 | 1214 | 152 | 6.139% | 12.52% | 96 | 38 | 11 | 5 | 2 | 2 | NWGF 92% | 211 | 108 | 0 | 0% | 0% | 0 | 0 | 0 | 0 | 0 | 2 | NWGF 92% | 72 | 33 | 0 | 0% | 0% | 0 | 0 | 0 | 0 | 0
3 | NWGF 95% | [10 empty] | 3 | NWGF 95% | [10 empty] | 3 | NWGF 95% | [10 empty] | 3 | NWGF 95% | [10 empty] | 3 | NWGF 95% | 72 | 59 | 0 | 0% | 0% | 0 | 0 | 0 | 0 | 0
4 | NWGF 98% | [10 empty] | 4 | NWGF 98% | [10 empty] | 4 | NWGF 98% | [10 empty] | 4 | NWGF 98% | [10 empty] | 4 | NWGF 98% | 72 | 72 | 0 | 0% | 0% | 0 | 0 | 0 | 0 | 0
Simulation Results NORTH | [5 empty] | Scenario 7 | [5 empty] | Residential - North - Replacement | [5 empty] | Scenario 7 | [5 empty] | Residential - North - New | [5 empty] | Scenario 7 | [5 empty] | Commercial - North - Replacement | [5 empty] | Scenario 7 | [5 empty] | Commercial - North - New | [5 empty] | Scenario 7
[7 empty] | type of switching | [11 empty] | type of switching | [11 empty] | type of switching | [11 empty] | type of switching | [11 empty] | type of switching
[7 empty] | NWGF | NWGF+GWH | NWGF | NWGF+GWH | GWH | [7 empty] | NWGF | NWGF+GWH | NWGF | NWGF+GWH | GWH | [7 empty] | NWGF | NWGF+GWH | NWGF | NWGF+GWH | GWH | [7 empty] | NWGF | NWGF+GWH | NWGF | NWGF+GWH | GWH | [7 empty] | NWGF | NWGF+GWH | NWGF | NWGF+GWH | GWH
|  | Number of | Number | Number | % of Total | % of Impacted | --> | --> | --> | --> | --> |  |  | Number of | Number | Number | % of Total | % of Impacted | --> | --> | --> | --> | --> |  |  | Number of | Number | Number | % of Total | % of Impacted | --> | --> | --> | --> | --> |  |  | Number of | Number | Number | % of Total | % of Impacted | --> | --> | --> | --> | --> |  |  | Number of | Number | Number | % of Total | % of Impacted | --> | --> | --> | --> | -->
Level | Description | Buildings | Impacted | Switching | Switching | Swtiching | HP | HP+EWH | EF | EF+EWH | EWH | Level | Description | Buildings | Impacted | Switching | Switching | Swtiching | HP | HP+EWH | EF | EF+EWH | EWH | Level | Description | Buildings | Impacted | Switching | Switching | Swtiching | HP | HP+EWH | EF | EF+EWH | EWH | Level | Description | Buildings | Impacted | Switching | Switching | Swtiching | HP | HP+EWH | EF | EF+EWH | EWH | Level | Description | Buildings | Impacted | Switching | Switching | Swtiching | HP | HP+EWH | EF | EF+EWH | EWH
NWGF | [11 empty] | NWGF | [11 empty] | NWGF | [11 empty] | NWGF | [11 empty] | NWGF
1 | NWGF 90% | [10 empty] | 1 | NWGF 90% | [10 empty] | 1 | NWGF 90% | [10 empty] | 1 | NWGF 90% | [10 empty] | 1 | NWGF 90% | 46 | 10 | 0 | 0% | 0% | 0 | 0 | 0 | 0 | 0
2 | NWGF 92% | 5299 | 1740 | 138 | 2.604% | 7.931% | 84 | 29 | 19 | 6 | 0 | 2 | NWGF 92% | 3779 | 1168 | 98 | 2.593% | 8.39% | 71 | 6 | 16 | 5 | 0 | 2 | NWGF 92% | 1341 | 502 | 40 | 2.983% | 7.968% | 13 | 23 | 3 | 1 | 0 | 2 | NWGF 92% | 133 | 56 | 0 | 0% | 0% | 0 | 0 | 0 | 0 | 0 | 2 | NWGF 92% | 46 | 14 | 0 | 0% | 0% | 0 | 0 | 0 | 0 | 0
3 | NWGF 95% | [10 empty] | 3 | NWGF 95% | [10 empty] | 3 | NWGF 95% | [10 empty] | 3 | NWGF 95% | [10 empty] | 3 | NWGF 95% | 46 | 34 | 0 | 0% | 0% | 0 | 0 | 0 | 0 | 0
4 | NWGF 98% | [10 empty] | 4 | NWGF 98% | [10 empty] | 4 | NWGF 98% | [10 empty] | 4 | NWGF 98% | [10 empty] | 4 | NWGF 98% | 46 | 46 | 0 | 0% | 0% | 0 | 0 | 0 | 0 | 0
Simulation Results Rest of Country | [5 empty] | Scenario 7 | [5 empty] | Residential - Rest of Country - Replacement | [5 empty] | Scenario 7 | [5 empty] | Residential - Rest of Country - New | [5 empty] | Scenario 7 | [5 empty] | Commercial - Rest of Country - Replacement | [5 empty] | Scenario 7 | [5 empty] | Commercial - Rest of Country - New | [5 empty] | Scenario 7
[7 empty] | type of switching | [11 empty] | type of switching | [11 empty] | type of switching | [11 empty] | type of switching | [11 empty] | type of switching
[7 empty] | NWGF | NWGF+GWH | NWGF | NWGF+GWH | GWH | [7 empty] | NWGF | NWGF+GWH | NWGF | NWGF+GWH | GWH | [7 empty] | NWGF | NWGF+GWH | NWGF | NWGF+GWH | GWH | [7 empty] | NWGF | NWGF+GWH | NWGF | NWGF+GWH | GWH | [7 empty] | NWGF | NWGF+GWH | NWGF | NWGF+GWH | GWH
|  | Number of | Number | Number | % of Total | % of Impacted | --> | --> | --> | --> | --> |  |  | Number of | Number | Number | % of Total | % of Impacted | --> | --> | --> | --> | --> |  |  | Number of | Number | Number | % of Total | % of Impacted | --> | --> | --> | --> | --> |  |  | Number of | Number | Number | % of Total | % of Impacted | --> | --> | --> | --> | --> |  |  | Number of | Number | Number | % of Total | % of Impacted | --> | --> | --> | --> | -->
Level | Description | Buildings | Impacted | Switching | Switching | Swtiching | HP | HP+EWH | EF | EF+EWH | EWH | Level | Description | Buildings | Impacted | Switching | Switching | Swtiching | HP | HP+EWH | EF | EF+EWH | EWH | Level | Description | Buildings | Impacted | Switching | Switching | Swtiching | HP | HP+EWH | EF | EF+EWH | EWH | Level | Description | Buildings | Impacted | Switching | Switching | Swtiching | HP | HP+EWH | EF | EF+EWH | EWH | Level | Description | Buildings | Impacted | Switching | Switching | Swtiching | HP | HP+EWH | EF | EF+EWH | EWH
NWGF | [11 empty] | NWGF | [11 empty] | NWGF | [11 empty] | NWGF | [11 empty] | NWGF
1 | NWGF 90% | [10 empty] | 1 | NWGF 90% | [10 empty] | 1 | NWGF 90% | [10 empty] | 1 | NWGF 90% | [10 empty] | 1 | NWGF 90% | 26 | 19 | 0 | 0% | 0% | 0 | 0 | 0 | 0 | 0
2 | NWGF 92% | 4701 | 3324 | 840 | 17.87% | 25.27% | 658 | 46 | 107 | 18 | 11 | 2 | NWGF 92% | 3462 | 2541 | 728 | 21.03% | 28.65% | 575 | 31 | 99 | 14 | 9 | 2 | NWGF 92% | 1135 | 712 | 112 | 9.868% | 15.73% | 83 | 15 | 8 | 4 | 2 | 2 | NWGF 92% | 78 | 52 | 0 | 0% | 0% | 0 | 0 | 0 | 0 | 0 | 2 | NWGF 92% | 26 | 19 | 0 | 0% | 0% | 0 | 0 | 0 | 0 | 0
3 | NWGF 95% | [10 empty] | 3 | NWGF 95% | [10 empty] | 3 | NWGF 95% | [10 empty] | 3 | NWGF 95% | [10 empty] | 3 | NWGF 95% | 26 | 25 | 0 | 0% | 0% | 0 | 0 | 0 | 0 | 0
4 | NWGF 98% | [10 empty] | 4 | NWGF 98% | [10 empty] | 4 | NWGF 98% | [10 empty] | 4 | NWGF 98% | [10 empty] | 4 | NWGF 98% | 26 | 26 | 0 | 0% | 0% | 0 | 0 | 0 | 0 | 0
Simulation Results Senior Only | [5 empty] | Scenario 7 | [5 empty] | Simulation Results Senior Only - North | [5 empty] | Scenario 7 | [5 empty] | Simulation Results Senior Only - Rest of Country | [5 empty] | Scenario 7
[7 empty] | type of switching | [11 empty] | type of switching | [11 empty] | type of switching
[7 empty] | NWGF | NWGF+GWH | NWGF | NWGF+GWH | GWH | [7 empty] | NWGF | NWGF+GWH | NWGF | NWGF+GWH | GWH | [7 empty] | NWGF | NWGF+GWH | NWGF | NWGF+GWH | GWH
|  | Number of | Number | Number | % of Total | % of Impacted | --> | --> | --> | --> | --> |  |  | Number of | Number | Number | % of Total | % of Impacted | --> | --> | --> | --> | --> |  |  | Number of | Number | Number | % of Total | % of Impacted | --> | --> | --> | --> | -->
Level | Description | Buildings | Impacted | Switching | Switching | Swtiching | HP | HP+EWH | EF | EF+EWH | EWH | Level | Description | Buildings | Impacted | Switching | Switching | Swtiching | HP | HP+EWH | EF | EF+EWH | EWH | Level | Description | Buildings | Impacted | Switching | Switching | Swtiching | HP | HP+EWH | EF | EF+EWH | EWH
NWGF | [11 empty] | NWGF | [11 empty] | NWGF
1 | NWGF 90% | [10 empty] | 1 | NWGF 90% | [10 empty] | 1 | NWGF 90%
2 | NWGF 92% | 1455 | 659 | 125 | 8.591% | 18.97% | 92 | 7 | 20 | 5 | 1 | 2 | NWGF 92% | 794 | 226 | 20 | 2.519% | 8.85% | 13 | 2 | 4 | 1 | 0 | 2 | NWGF 92% | 661 | 433 | 105 | 15.89% | 24.25% | 79 | 5 | 16 | 4 | 1
3 | NWGF 95% | [10 empty] | 3 | NWGF 95% | [10 empty] | 3 | NWGF 95%
4 | NWGF 98% | [10 empty] | 4 | NWGF 98% | [10 empty] | 4 | NWGF 98%
Simulation Results Low Income Only | [5 empty] | Scenario 7 | [5 empty] | Simulation Results Low Income Only - North | [5 empty] | Scenario 7 | [5 empty] | Simulation Results Low Income Only - Rest of Country | [5 empty] | Scenario 7
[7 empty] | type of switching | [11 empty] | type of switching | [11 empty] | type of switching
[7 empty] | NWGF | NWGF+GWH | NWGF | NWGF+GWH | GWH | [7 empty] | NWGF | NWGF+GWH | NWGF | NWGF+GWH | GWH | [7 empty] | NWGF | NWGF+GWH | NWGF | NWGF+GWH | GWH
|  | Number of | Number | Number | % of Total | % of Impacted | --> | --> | --> | --> | --> |  |  | Number of | Number | Number | % of Total | % of Impacted | --> | --> | --> | --> | --> |  |  | Number of | Number | Number | % of Total | % of Impacted | --> | --> | --> | --> | -->
Level | Description | Buildings | Impacted | Switching | Switching | Swtiching | HP | HP+EWH | EF | EF+EWH | EWH | Level | Description | Buildings | Impacted | Switching | Switching | Swtiching | HP | HP+EWH | EF | EF+EWH | EWH | Level | Description | Buildings | Impacted | Switching | Switching | Swtiching | HP | HP+EWH | EF | EF+EWH | EWH
NWGF | [11 empty] | NWGF | [11 empty] | NWGF
1 | NWGF 90% | [10 empty] | 1 | NWGF 90% | [10 empty] | 1 | NWGF 90%
2 | NWGF 92% | 815 | 419 | 74 | 9.08% | 17.66% | 65 | 1 | 7 | 1 | 0 | 2 | NWGF 92% | 441 | 134 | 2 | 0.4535% | 1.493% | 2 | 0 | 0 | 0 | 0 | 2 | NWGF 92% | 374 | 285 | 72 | 19.25% | 25.26% | 63 | 1 | 7 | 1 | 0
3 | NWGF 95% | [10 empty] | 3 | NWGF 95% | [10 empty] | 3 | NWGF 95%
4 | NWGF 98% | [10 empty] | 4 | NWGF 98% | [10 empty] | 4 | NWGF 98%

## Scenario 24
Simulation Results NATIONAL - 10000 samples | [5 empty] | Scenario 24 | [5 empty] | Residential - Replacement | [5 empty] | Scenario 24 | [5 empty] | Residential - New | [5 empty] | Scenario 24 | [5 empty] | Commercial - Replacement | [5 empty] | Scenario 24 | [5 empty] | Commercial - New | [5 empty] | Scenario 24
[7 empty] | type of switching | [11 empty] | type of switching | [11 empty] | type of switching | [11 empty] | type of switching | [11 empty] | type of switching
[7 empty] | NWGF | NWGF+GWH | NWGF | NWGF+GWH | GWH | [7 empty] | NWGF | NWGF+GWH | NWGF | NWGF+GWH | GWH | [7 empty] | NWGF | NWGF+GWH | NWGF | NWGF+GWH | GWH | [7 empty] | NWGF | NWGF+GWH | NWGF | NWGF+GWH | GWH | [7 empty] | NWGF | NWGF+GWH | NWGF | NWGF+GWH | GWH
|  | Number of | Number | Number | % of Total | % of Impacted | --> | --> | --> | --> | --> |  |  | Number of | Number | Number | % of Total | % of Impacted | --> | --> | --> | --> | --> |  |  | Number of | Number | Number | % of Total | % of Impacted | --> | --> | --> | --> | --> |  |  | Number of | Number | Number | % of Total | % of Impacted | --> | --> | --> | --> | --> |  |  | Number of | Number | Number | % of Total | % of Impacted | --> | --> | --> | --> | -->
Level | Description | Buildings | Impacted | Switching | Switching | Swtiching | HP | HP+EWH | EF | EF+EWH | EWH | Level | Description | Buildings | Impacted | Switching | Switching | Swtiching | HP | HP+EWH | EF | EF+EWH | EWH | Level | Description | Buildings | Impacted | Switching | Switching | Swtiching | HP | HP+EWH | EF | EF+EWH | EWH | Level | Description | Buildings | Impacted | Switching | Switching | Swtiching | HP | HP+EWH | EF | EF+EWH | EWH | Level | Description | Buildings | Impacted | Switching | Switching | Swtiching | HP | HP+EWH | EF | EF+EWH | EWH
NWGF | [11 empty] | NWGF | [11 empty] | NWGF | [11 empty] | NWGF | [11 empty] | NWGF
1 | NWGF 90% | [10 empty] | 1 | NWGF 90% | [10 empty] | 1 | NWGF 90% | [10 empty] | 1 | NWGF 90% | [10 empty] | 1 | NWGF 90% | 72 | 29 | 0 | 0% | 0% | 0 | 0 | 0 | 0 | 0
2 | NWGF 92% | 10000 | 4402 | 1100 | 11% | 24.99% | 839 | 104 | 125 | 18 | 14 | 2 | NWGF 92% | 7241 | 3735 | 999 | 13.8% | 26.75% | 791 | 57 | 121 | 16 | 14 | 2 | NWGF 92% | 2476 | 552 | 101 | 4.079% | 18.3% | 48 | 47 | 4 | 2 | 0 | 2 | NWGF 92% | 211 | 105 | 0 | 0% | 0% | 0 | 0 | 0 | 0 | 0 | 2 | NWGF 92% | 72 | 10 | 0 | 0% | 0% | 0 | 0 | 0 | 0 | 0
3 | NWGF 95% | [10 empty] | 3 | NWGF 95% | [10 empty] | 3 | NWGF 95% | [10 empty] | 3 | NWGF 95% | [10 empty] | 3 | NWGF 95% | 72 | 59 | 0 | 0% | 0% | 0 | 0 | 0 | 0 | 0
4 | NWGF 98% | [10 empty] | 4 | NWGF 98% | [10 empty] | 4 | NWGF 98% | [10 empty] | 4 | NWGF 98% | [10 empty] | 4 | NWGF 98% | 72 | 72 | 0 | 0% | 0% | 0 | 0 | 0 | 0 | 0
Simulation Results NORTH | [5 empty] | Scenario 24 | [5 empty] | Residential - North - Replacement | [5 empty] | Scenario 24 | [5 empty] | Residential - North - New | [5 empty] | Scenario 24 | [5 empty] | Commercial - North - Replacement | [5 empty] | Scenario 24 | [5 empty] | Commercial - North - New | [5 empty] | Scenario 24
[7 empty] | type of switching | [11 empty] | type of switching | [11 empty] | type of switching | [11 empty] | type of switching | [11 empty] | type of switching
[7 empty] | NWGF | NWGF+GWH | NWGF | NWGF+GWH | GWH | [7 empty] | NWGF | NWGF+GWH | NWGF | NWGF+GWH | GWH | [7 empty] | NWGF | NWGF+GWH | NWGF | NWGF+GWH | GWH | [7 empty] | NWGF | NWGF+GWH | NWGF | NWGF+GWH | GWH | [7 empty] | NWGF | NWGF+GWH | NWGF | NWGF+GWH | GWH
|  | Number of | Number | Number | % of Total | % of Impacted | --> | --> | --> | --> | --> |  |  | Number of | Number | Number | % of Total | % of Impacted | --> | --> | --> | --> | --> |  |  | Number of | Number | Number | % of Total | % of Impacted | --> | --> | --> | --> | --> |  |  | Number of | Number | Number | % of Total | % of Impacted | --> | --> | --> | --> | --> |  |  | Number of | Number | Number | % of Total | % of Impacted | --> | --> | --> | --> | -->
Level | Description | Buildings | Impacted | Switching | Switching | Swtiching | HP | HP+EWH | EF | EF+EWH | EWH | Level | Description | Buildings | Impacted | Switching | Switching | Swtiching | HP | HP+EWH | EF | EF+EWH | EWH | Level | Description | Buildings | Impacted | Switching | Switching | Swtiching | HP | HP+EWH | EF | EF+EWH | EWH | Level | Description | Buildings | Impacted | Switching | Switching | Swtiching | HP | HP+EWH | EF | EF+EWH | EWH | Level | Description | Buildings | Impacted | Switching | Switching | Swtiching | HP | HP+EWH | EF | EF+EWH | EWH
NWGF | [11 empty] | NWGF | [11 empty] | NWGF | [11 empty] | NWGF | [11 empty] | NWGF
1 | NWGF 90% | [10 empty] | 1 | NWGF 90% | [10 empty] | 1 | NWGF 90% | [10 empty] | 1 | NWGF 90% | [10 empty] | 1 | NWGF 90% | 46 | 10 | 0 | 0% | 0% | 0 | 0 | 0 | 0 | 0
2 | NWGF 92% | 5299 | 1599 | 216 | 4.076% | 13.51% | 128 | 59 | 23 | 6 | 0 | 2 | NWGF 92% | 3779 | 1141 | 151 | 3.996% | 13.23% | 105 | 21 | 20 | 5 | 0 | 2 | NWGF 92% | 1341 | 405 | 65 | 4.847% | 16.05% | 23 | 38 | 3 | 1 | 0 | 2 | NWGF 92% | 133 | 43 | 0 | 0% | 0% | 0 | 0 | 0 | 0 | 0 | 2 | NWGF 92% | 46 | 10 | 0 | 0% | 0% | 0 | 0 | 0 | 0 | 0
3 | NWGF 95% | [10 empty] | 3 | NWGF 95% | [10 empty] | 3 | NWGF 95% | [10 empty] | 3 | NWGF 95% | [10 empty] | 3 | NWGF 95% | 46 | 34 | 0 | 0% | 0% | 0 | 0 | 0 | 0 | 0
4 | NWGF 98% | [10 empty] | 4 | NWGF 98% | [10 empty] | 4 | NWGF 98% | [10 empty] | 4 | NWGF 98% | [10 empty] | 4 | NWGF 98% | 46 | 46 | 0 | 0% | 0% | 0 | 0 | 0 | 0 | 0
Simulation Results Rest of Country | [5 empty] | Scenario 24 | [5 empty] | Residential - Rest of Country - Replacement | [5 empty] | Scenario 24 | [5 empty] | Residential - Rest of Country - New | [5 empty] | Scenario 24 | [5 empty] | Commercial - Rest of Country - Replacement | [5 empty] | Scenario 24 | [5 empty] | Commercial - Rest of Country - New | [5 empty] | Scenario 24
[7 empty] | type of switching | [11 empty] | type of switching | [11 empty] | type of switching | [11 empty] | type of switching | [11 empty] | type of switching
[7 empty] | NWGF | NWGF+GWH | NWGF | NWGF+GWH | GWH | [7 empty] | NWGF | NWGF+GWH | NWGF | NWGF+GWH | GWH | [7 empty] | NWGF | NWGF+GWH | NWGF | NWGF+GWH | GWH | [7 empty] | NWGF | NWGF+GWH | NWGF | NWGF+GWH | GWH | [7 empty] | NWGF | NWGF+GWH | NWGF | NWGF+GWH | GWH
|  | Number of | Number | Number | % of Total | % of Impacted | --> | --> | --> | --> | --> |  |  | Number of | Number | Number | % of Total | % of Impacted | --> | --> | --> | --> | --> |  |  | Number of | Number | Number | % of Total | % of Impacted | --> | --> | --> | --> | --> |  |  | Number of | Number | Number | % of Total | % of Impacted | --> | --> | --> | --> | --> |  |  | Number of | Number | Number | % of Total | % of Impacted | --> | --> | --> | --> | -->
Level | Description | Buildings | Impacted | Switching | Switching | Swtiching | HP | HP+EWH | EF | EF+EWH | EWH | Level | Description | Buildings | Impacted | Switching | Switching | Swtiching | HP | HP+EWH | EF | EF+EWH | EWH | Level | Description | Buildings | Impacted | Switching | Switching | Swtiching | HP | HP+EWH | EF | EF+EWH | EWH | Level | Description | Buildings | Impacted | Switching | Switching | Swtiching | HP | HP+EWH | EF | EF+EWH | EWH | Level | Description | Buildings | Impacted | Switching | Switching | Swtiching | HP | HP+EWH | EF | EF+EWH | EWH
NWGF | [11 empty] | NWGF | [11 empty] | NWGF | [11 empty] | NWGF | [11 empty] | NWGF
1 | NWGF 90% | [10 empty] | 1 | NWGF 90% | [10 empty] | 1 | NWGF 90% | [10 empty] | 1 | NWGF 90% | [10 empty] | 1 | NWGF 90% | 26 | 19 | 0 | 0% | 0% | 0 | 0 | 0 | 0 | 0
2 | NWGF 92% | 4701 | 2803 | 884 | 18.8% | 31.54% | 711 | 45 | 102 | 12 | 14 | 2 | NWGF 92% | 3462 | 2594 | 848 | 24.49% | 32.69% | 686 | 36 | 101 | 11 | 14 | 2 | NWGF 92% | 1135 | 147 | 36 | 3.172% | 24.49% | 25 | 9 | 1 | 1 | 0 | 2 | NWGF 92% | 78 | 62 | 0 | 0% | 0% | 0 | 0 | 0 | 0 | 0 | 2 | NWGF 92% | 26 | 0 | 0 | 0% | #DIV/0! | 0 | 0 | 0 | 0 | 0
3 | NWGF 95% | [10 empty] | 3 | NWGF 95% | [10 empty] | 3 | NWGF 95% | [10 empty] | 3 | NWGF 95% | [10 empty] | 3 | NWGF 95% | 26 | 25 | 0 | 0% | 0% | 0 | 0 | 0 | 0 | 0
4 | NWGF 98% | [10 empty] | 4 | NWGF 98% | [10 empty] | 4 | NWGF 98% | [10 empty] | 4 | NWGF 98% | [10 empty] | 4 | NWGF 98% | 26 | 26 | 0 | 0% | 0% | 0 | 0 | 0 | 0 | 0
Simulation Results Senior Only | [5 empty] | Scenario 24 | [5 empty] | Simulation Results Senior Only - North | [5 empty] | Scenario 24 | [5 empty] | Simulation Results Senior Only - Rest of Country | [5 empty] | Scenario 24
[7 empty] | type of switching | [11 empty] | type of switching | [11 empty] | type of switching
[7 empty] | NWGF | NWGF+GWH | NWGF | NWGF+GWH | GWH | [7 empty] | NWGF | NWGF+GWH | NWGF | NWGF+GWH | GWH | [7 empty] | NWGF | NWGF+GWH | NWGF | NWGF+GWH | GWH
|  | Number of | Number | Number | % of Total | % of Impacted | --> | --> | --> | --> | --> |  |  | Number of | Number | Number | % of Total | % of Impacted | --> | --> | --> | --> | --> |  |  | Number of | Number | Number | % of Total | % of Impacted | --> | --> | --> | --> | -->
Level | Description | Buildings | Impacted | Switching | Switching | Swtiching | HP | HP+EWH | EF | EF+EWH | EWH | Level | Description | Buildings | Impacted | Switching | Switching | Swtiching | HP | HP+EWH | EF | EF+EWH | EWH | Level | Description | Buildings | Impacted | Switching | Switching | Swtiching | HP | HP+EWH | EF | EF+EWH | EWH
NWGF | [11 empty] | NWGF | [11 empty] | NWGF
1 | NWGF 90% | [10 empty] | 1 | NWGF 90% | [10 empty] | 1 | NWGF 90%
2 | NWGF 92% | 1455 | 568 | 158 | 10.86% | 27.82% | 115 | 11 | 28 | 2 | 2 | 2 | NWGF 92% | 794 | 177 | 28 | 3.526% | 15.82% | 12 | 7 | 9 | 0 | 0 | 2 | NWGF 92% | 661 | 391 | 130 | 19.67% | 33.25% | 103 | 4 | 19 | 2 | 2
3 | NWGF 95% | [10 empty] | 3 | NWGF 95% | [10 empty] | 3 | NWGF 95%
4 | NWGF 98% | [10 empty] | 4 | NWGF 98% | [10 empty] | 4 | NWGF 98%
Simulation Results Low Income Only | [5 empty] | Scenario 24 | [5 empty] | Simulation Results Low Income Only - North | [5 empty] | Scenario 24 | [5 empty] | Simulation Results Low Income Only - Rest of Country | [5 empty] | Scenario 24
[7 empty] | type of switching | [11 empty] | type of switching | [11 empty] | type of switching
[7 empty] | NWGF | NWGF+GWH | NWGF | NWGF+GWH | GWH | [7 empty] | NWGF | NWGF+GWH | NWGF | NWGF+GWH | GWH | [7 empty] | NWGF | NWGF+GWH | NWGF | NWGF+GWH | GWH
|  | Number of | Number | Number | % of Total | % of Impacted | --> | --> | --> | --> | --> |  |  | Number of | Number | Number | % of Total | % of Impacted | --> | --> | --> | --> | --> |  |  | Number of | Number | Number | % of Total | % of Impacted | --> | --> | --> | --> | -->
Level | Description | Buildings | Impacted | Switching | Switching | Swtiching | HP | HP+EWH | EF | EF+EWH | EWH | Level | Description | Buildings | Impacted | Switching | Switching | Swtiching | HP | HP+EWH | EF | EF+EWH | EWH | Level | Description | Buildings | Impacted | Switching | Switching | Swtiching | HP | HP+EWH | EF | EF+EWH | EWH
NWGF | [11 empty] | NWGF | [11 empty] | NWGF
1 | NWGF 90% | [10 empty] | 1 | NWGF 90% | [10 empty] | 1 | NWGF 90%
2 | NWGF 92% | 815 | 377 | 118 | 14.48% | 31.3% | 94 | 4 | 16 | 2 | 2 | 2 | NWGF 92% | 441 | 112 | 10 | 2.268% | 8.929% | 7 | 2 | 0 | 1 | 0 | 2 | NWGF 92% | 374 | 265 | 108 | 28.88% | 40.75% | 87 | 2 | 16 | 1 | 2
3 | NWGF 95% | [10 empty] | 3 | NWGF 95% | [10 empty] | 3 | NWGF 95%
4 | NWGF 98% | [10 empty] | 4 | NWGF 98% | [10 empty] | 4 | NWGF 98%

## Scenario 28
Simulation Results NATIONAL - 10000 samples | [5 empty] | Scenario 28 | [5 empty] | Residential - Replacement | [5 empty] | Scenario 28 | [5 empty] | Residential - New | [5 empty] | Scenario 28 | [5 empty] | Commercial - Replacement | [5 empty] | Scenario 28 | [5 empty] | Commercial - New | [5 empty] | Scenario 28
[7 empty] | type of switching | [11 empty] | type of switching | [11 empty] | type of switching | [11 empty] | type of switching | [11 empty] | type of switching
[7 empty] | NWGF | NWGF+GWH | NWGF | NWGF+GWH | GWH | [7 empty] | NWGF | NWGF+GWH | NWGF | NWGF+GWH | GWH | [7 empty] | NWGF | NWGF+GWH | NWGF | NWGF+GWH | GWH | [7 empty] | NWGF | NWGF+GWH | NWGF | NWGF+GWH | GWH | [7 empty] | NWGF | NWGF+GWH | NWGF | NWGF+GWH | GWH
|  | Number of | Number | Number | % of Total | % of Impacted | --> | --> | --> | --> | --> |  |  | Number of | Number | Number | % of Total | % of Impacted | --> | --> | --> | --> | --> |  |  | Number of | Number | Number | % of Total | % of Impacted | --> | --> | --> | --> | --> |  |  | Number of | Number | Number | % of Total | % of Impacted | --> | --> | --> | --> | --> |  |  | Number of | Number | Number | % of Total | % of Impacted | --> | --> | --> | --> | -->
Level | Description | Buildings | Impacted | Switching | Switching | Swtiching | HP | HP+EWH | EF | EF+EWH | EWH | Level | Description | Buildings | Impacted | Switching | Switching | Swtiching | HP | HP+EWH | EF | EF+EWH | EWH | Level | Description | Buildings | Impacted | Switching | Switching | Swtiching | HP | HP+EWH | EF | EF+EWH | EWH | Level | Description | Buildings | Impacted | Switching | Switching | Swtiching | HP | HP+EWH | EF | EF+EWH | EWH | Level | Description | Buildings | Impacted | Switching | Switching | Swtiching | HP | HP+EWH | EF | EF+EWH | EWH
NWGF | [11 empty] | NWGF | [11 empty] | NWGF | [11 empty] | NWGF | [11 empty] | NWGF
1 | NWGF 90% | [10 empty] | 1 | NWGF 90% | [10 empty] | 1 | NWGF 90% | [10 empty] | 1 | NWGF 90% | [10 empty] | 1 | NWGF 90% | 72 | 29 | 0 | 0% | 0% | 0 | 0 | 0 | 0 | 0
2 | NWGF 92% | 10000 | 4622 | 1020 | 10.2% | 22.07% | 744 | 92 | 148 | 23 | 13 | 2 | NWGF 92% | 7241 | 3897 | 927 | 12.8% | 23.79% | 704 | 44 | 145 | 21 | 13 | 2 | NWGF 92% | 2476 | 612 | 93 | 3.756% | 15.2% | 40 | 48 | 3 | 2 | 0 | 2 | NWGF 92% | 211 | 103 | 0 | 0% | 0% | 0 | 0 | 0 | 0 | 0 | 2 | NWGF 92% | 72 | 10 | 0 | 0% | 0% | 0 | 0 | 0 | 0 | 0
3 | NWGF 95% | [10 empty] | 3 | NWGF 95% | [10 empty] | 3 | NWGF 95% | [10 empty] | 3 | NWGF 95% | [10 empty] | 3 | NWGF 95% | 72 | 59 | 0 | 0% | 0% | 0 | 0 | 0 | 0 | 0
4 | NWGF 98% | [10 empty] | 4 | NWGF 98% | [10 empty] | 4 | NWGF 98% | [10 empty] | 4 | NWGF 98% | [10 empty] | 4 | NWGF 98% | 72 | 72 | 0 | 0% | 0% | 0 | 0 | 0 | 0 | 0
Simulation Results NORTH | [5 empty] | Scenario 28 | [5 empty] | Residential - North - Replacement | [5 empty] | Scenario 28 | [5 empty] | Residential - North - New | [5 empty] | Scenario 28 | [5 empty] | Commercial - North - Replacement | [5 empty] | Scenario 28 | [5 empty] | Commercial - North - New | [5 empty] | Scenario 28
[7 empty] | type of switching | [11 empty] | type of switching | [11 empty] | type of switching | [11 empty] | type of switching | [11 empty] | type of switching
[7 empty] | NWGF | NWGF+GWH | NWGF | NWGF+GWH | GWH | [7 empty] | NWGF | NWGF+GWH | NWGF | NWGF+GWH | GWH | [7 empty] | NWGF | NWGF+GWH | NWGF | NWGF+GWH | GWH | [7 empty] | NWGF | NWGF+GWH | NWGF | NWGF+GWH | GWH | [7 empty] | NWGF | NWGF+GWH | NWGF | NWGF+GWH | GWH
|  | Number of | Number | Number | % of Total | % of Impacted | --> | --> | --> | --> | --> |  |  | Number of | Number | Number | % of Total | % of Impacted | --> | --> | --> | --> | --> |  |  | Number of | Number | Number | % of Total | % of Impacted | --> | --> | --> | --> | --> |  |  | Number of | Number | Number | % of Total | % of Impacted | --> | --> | --> | --> | --> |  |  | Number of | Number | Number | % of Total | % of Impacted | --> | --> | --> | --> | -->
Level | Description | Buildings | Impacted | Switching | Switching | Swtiching | HP | HP+EWH | EF | EF+EWH | EWH | Level | Description | Buildings | Impacted | Switching | Switching | Swtiching | HP | HP+EWH | EF | EF+EWH | EWH | Level | Description | Buildings | Impacted | Switching | Switching | Swtiching | HP | HP+EWH | EF | EF+EWH | EWH | Level | Description | Buildings | Impacted | Switching | Switching | Swtiching | HP | HP+EWH | EF | EF+EWH | EWH | Level | Description | Buildings | Impacted | Switching | Switching | Swtiching | HP | HP+EWH | EF | EF+EWH | EWH
NWGF | [11 empty] | NWGF | [11 empty] | NWGF | [11 empty] | NWGF | [11 empty] | NWGF
1 | NWGF 90% | [10 empty] | 1 | NWGF 90% | [10 empty] | 1 | NWGF 90% | [10 empty] | 1 | NWGF 90% | [10 empty] | 1 | NWGF 90% | 46 | 10 | 0 | 0% | 0% | 0 | 0 | 0 | 0 | 0
2 | NWGF 92% | 5299 | 1835 | 182 | 3.435% | 9.918% | 103 | 50 | 21 | 8 | 0 | 2 | NWGF 92% | 3779 | 1306 | 123 | 3.255% | 9.418% | 86 | 11 | 19 | 7 | 0 | 2 | NWGF 92% | 1341 | 467 | 59 | 4.4% | 12.63% | 17 | 39 | 2 | 1 | 0 | 2 | NWGF 92% | 133 | 52 | 0 | 0% | 0% | 0 | 0 | 0 | 0 | 0 | 2 | NWGF 92% | 46 | 10 | 0 | 0% | 0% | 0 | 0 | 0 | 0 | 0
3 | NWGF 95% | [10 empty] | 3 | NWGF 95% | [10 empty] | 3 | NWGF 95% | [10 empty] | 3 | NWGF 95% | [10 empty] | 3 | NWGF 95% | 46 | 34 | 0 | 0% | 0% | 0 | 0 | 0 | 0 | 0
4 | NWGF 98% | [10 empty] | 4 | NWGF 98% | [10 empty] | 4 | NWGF 98% | [10 empty] | 4 | NWGF 98% | [10 empty] | 4 | NWGF 98% | 46 | 46 | 0 | 0% | 0% | 0 | 0 | 0 | 0 | 0
Simulation Results Rest of Country | [5 empty] | Scenario 28 | [5 empty] | Residential - Rest of Country - Replacement | [5 empty] | Scenario 28 | [5 empty] | Residential - Rest of Country - New | [5 empty] | Scenario 28 | [5 empty] | Commercial - Rest of Country - Replacement | [5 empty] | Scenario 28 | [5 empty] | Commercial - Rest of Country - New | [5 empty] | Scenario 28
[7 empty] | type of switching | [11 empty] | type of switching | [11 empty] | type of switching | [11 empty] | type of switching | [11 empty] | type of switching
[7 empty] | NWGF | NWGF+GWH | NWGF | NWGF+GWH | GWH | [7 empty] | NWGF | NWGF+GWH | NWGF | NWGF+GWH | GWH | [7 empty] | NWGF | NWGF+GWH | NWGF | NWGF+GWH | GWH | [7 empty] | NWGF | NWGF+GWH | NWGF | NWGF+GWH | GWH | [7 empty] | NWGF | NWGF+GWH | NWGF | NWGF+GWH | GWH
|  | Number of | Number | Number | % of Total | % of Impacted | --> | --> | --> | --> | --> |  |  | Number of | Number | Number | % of Total | % of Impacted | --> | --> | --> | --> | --> |  |  | Number of | Number | Number | % of Total | % of Impacted | --> | --> | --> | --> | --> |  |  | Number of | Number | Number | % of Total | % of Impacted | --> | --> | --> | --> | --> |  |  | Number of | Number | Number | % of Total | % of Impacted | --> | --> | --> | --> | -->
Level | Description | Buildings | Impacted | Switching | Switching | Swtiching | HP | HP+EWH | EF | EF+EWH | EWH | Level | Description | Buildings | Impacted | Switching | Switching | Swtiching | HP | HP+EWH | EF | EF+EWH | EWH | Level | Description | Buildings | Impacted | Switching | Switching | Swtiching | HP | HP+EWH | EF | EF+EWH | EWH | Level | Description | Buildings | Impacted | Switching | Switching | Swtiching | HP | HP+EWH | EF | EF+EWH | EWH | Level | Description | Buildings | Impacted | Switching | Switching | Swtiching | HP | HP+EWH | EF | EF+EWH | EWH
NWGF | [11 empty] | NWGF | [11 empty] | NWGF | [11 empty] | NWGF | [11 empty] | NWGF
1 | NWGF 90% | [10 empty] | 1 | NWGF 90% | [10 empty] | 1 | NWGF 90% | [10 empty] | 1 | NWGF 90% | [10 empty] | 1 | NWGF 90% | 26 | 19 | 0 | 0% | 0% | 0 | 0 | 0 | 0 | 0
2 | NWGF 92% | 4701 | 2787 | 838 | 17.83% | 30.07% | 641 | 42 | 127 | 15 | 13 | 2 | NWGF 92% | 3462 | 2591 | 804 | 23.22% | 31.03% | 618 | 33 | 126 | 14 | 13 | 2 | NWGF 92% | 1135 | 145 | 34 | 2.996% | 23.45% | 23 | 9 | 1 | 1 | 0 | 2 | NWGF 92% | 78 | 51 | 0 | 0% | 0% | 0 | 0 | 0 | 0 | 0 | 2 | NWGF 92% | 26 | 0 | 0 | 0% | #DIV/0! | 0 | 0 | 0 | 0 | 0
3 | NWGF 95% | [10 empty] | 3 | NWGF 95% | [10 empty] | 3 | NWGF 95% | [10 empty] | 3 | NWGF 95% | [10 empty] | 3 | NWGF 95% | 26 | 25 | 0 | 0% | 0% | 0 | 0 | 0 | 0 | 0
4 | NWGF 98% | [10 empty] | 4 | NWGF 98% | [10 empty] | 4 | NWGF 98% | [10 empty] | 4 | NWGF 98% | [10 empty] | 4 | NWGF 98% | 26 | 26 | 0 | 0% | 0% | 0 | 0 | 0 | 0 | 0
Simulation Results Senior Only | [5 empty] | Scenario 28 | [5 empty] | Simulation Results Senior Only - North | [5 empty] | Scenario 28 | [5 empty] | Simulation Results Senior Only - Rest of Country | [5 empty] | Scenario 28
[7 empty] | type of switching | [11 empty] | type of switching | [11 empty] | type of switching
[7 empty] | NWGF | NWGF+GWH | NWGF | NWGF+GWH | GWH | [7 empty] | NWGF | NWGF+GWH | NWGF | NWGF+GWH | GWH | [7 empty] | NWGF | NWGF+GWH | NWGF | NWGF+GWH | GWH
|  | Number of | Number | Number | % of Total | % of Impacted | --> | --> | --> | --> | --> |  |  | Number of | Number | Number | % of Total | % of Impacted | --> | --> | --> | --> | --> |  |  | Number of | Number | Number | % of Total | % of Impacted | --> | --> | --> | --> | -->
Level | Description | Buildings | Impacted | Switching | Switching | Swtiching | HP | HP+EWH | EF | EF+EWH | EWH | Level | Description | Buildings | Impacted | Switching | Switching | Swtiching | HP | HP+EWH | EF | EF+EWH | EWH | Level | Description | Buildings | Impacted | Switching | Switching | Swtiching | HP | HP+EWH | EF | EF+EWH | EWH
NWGF | [11 empty] | NWGF | [11 empty] | NWGF
1 | NWGF 90% | [10 empty] | 1 | NWGF 90% | [10 empty] | 1 | NWGF 90%
2 | NWGF 92% | 1455 | 635 | 148 | 10.17% | 23.31% | 103 | 11 | 30 | 2 | 2 | 2 | NWGF 92% | 794 | 243 | 26 | 3.275% | 10.7% | 14 | 5 | 6 | 1 | 0 | 2 | NWGF 92% | 661 | 392 | 122 | 18.46% | 31.12% | 89 | 6 | 24 | 1 | 2
3 | NWGF 95% | [10 empty] | 3 | NWGF 95% | [10 empty] | 3 | NWGF 95%
4 | NWGF 98% | [10 empty] | 4 | NWGF 98% | [10 empty] | 4 | NWGF 98%
Simulation Results Low Income Only | [5 empty] | Scenario 28 | [5 empty] | Simulation Results Low Income Only - North | [5 empty] | Scenario 28 | [5 empty] | Simulation Results Low Income Only - Rest of Country | [5 empty] | Scenario 28
[7 empty] | type of switching | [11 empty] | type of switching | [11 empty] | type of switching
[7 empty] | NWGF | NWGF+GWH | NWGF | NWGF+GWH | GWH | [7 empty] | NWGF | NWGF+GWH | NWGF | NWGF+GWH | GWH | [7 empty] | NWGF | NWGF+GWH | NWGF | NWGF+GWH | GWH
|  | Number of | Number | Number | % of Total | % of Impacted | --> | --> | --> | --> | --> |  |  | Number of | Number | Number | % of Total | % of Impacted | --> | --> | --> | --> | --> |  |  | Number of | Number | Number | % of Total | % of Impacted | --> | --> | --> | --> | -->
Level | Description | Buildings | Impacted | Switching | Switching | Swtiching | HP | HP+EWH | EF | EF+EWH | EWH | Level | Description | Buildings | Impacted | Switching | Switching | Swtiching | HP | HP+EWH | EF | EF+EWH | EWH | Level | Description | Buildings | Impacted | Switching | Switching | Swtiching | HP | HP+EWH | EF | EF+EWH | EWH
NWGF | [11 empty] | NWGF | [11 empty] | NWGF
1 | NWGF 90% | [10 empty] | 1 | NWGF 90% | [10 empty] | 1 | NWGF 90%
2 | NWGF 92% | 815 | 425 | 105 | 12.88% | 24.71% | 81 | 3 | 19 | 2 | 0 | 2 | NWGF 92% | 441 | 161 | 5 | 1.134% | 3.106% | 4 | 1 | 0 | 0 | 0 | 2 | NWGF 92% | 374 | 264 | 100 | 26.74% | 37.88% | 77 | 2 | 19 | 2 | 0
3 | NWGF 95% | [10 empty] | 3 | NWGF 95% | [10 empty] | 3 | NWGF 95%
4 | NWGF 98% | [10 empty] | 4 | NWGF 98% | [10 empty] | 4 | NWGF 98%

## Scenario 29
Simulation Results NATIONAL - 10000 samples | [5 empty] | Scenario 29 | [5 empty] | Residential - Replacement | [5 empty] | Scenario 29 | [5 empty] | Residential - New | [5 empty] | Scenario 29 | [5 empty] | Commercial - Replacement | [5 empty] | Scenario 29 | [5 empty] | Commercial - New | [5 empty] | Scenario 29
[7 empty] | type of switching | [11 empty] | type of switching | [11 empty] | type of switching | [11 empty] | type of switching | [11 empty] | type of switching
[7 empty] | NWGF | NWGF+GWH | NWGF | NWGF+GWH | GWH | [7 empty] | NWGF | NWGF+GWH | NWGF | NWGF+GWH | GWH | [7 empty] | NWGF | NWGF+GWH | NWGF | NWGF+GWH | GWH | [7 empty] | NWGF | NWGF+GWH | NWGF | NWGF+GWH | GWH | [7 empty] | NWGF | NWGF+GWH | NWGF | NWGF+GWH | GWH
|  | Number of | Number | Number | % of Total | % of Impacted | --> | --> | --> | --> | --> |  |  | Number of | Number | Number | % of Total | % of Impacted | --> | --> | --> | --> | --> |  |  | Number of | Number | Number | % of Total | % of Impacted | --> | --> | --> | --> | --> |  |  | Number of | Number | Number | % of Total | % of Impacted | --> | --> | --> | --> | --> |  |  | Number of | Number | Number | % of Total | % of Impacted | --> | --> | --> | --> | -->
Level | Description | Buildings | Impacted | Switching | Switching | Swtiching | HP | HP+EWH | EF | EF+EWH | EWH | Level | Description | Buildings | Impacted | Switching | Switching | Swtiching | HP | HP+EWH | EF | EF+EWH | EWH | Level | Description | Buildings | Impacted | Switching | Switching | Swtiching | HP | HP+EWH | EF | EF+EWH | EWH | Level | Description | Buildings | Impacted | Switching | Switching | Swtiching | HP | HP+EWH | EF | EF+EWH | EWH | Level | Description | Buildings | Impacted | Switching | Switching | Swtiching | HP | HP+EWH | EF | EF+EWH | EWH
NWGF | [11 empty] | NWGF | [11 empty] | NWGF | [11 empty] | NWGF | [11 empty] | NWGF
1 | NWGF 90% | [10 empty] | 1 | NWGF 90% | [10 empty] | 1 | NWGF 90% | [10 empty] | 1 | NWGF 90% | [10 empty] | 1 | NWGF 90% | 72 | 29 | 0 | 0% | 0% | 0 | 0 | 0 | 0 | 0
2 | NWGF 92% | 10000 | 4423 | 1000 | 10% | 22.61% | 744 | 79 | 146 | 18 | 13 | 2 | NWGF 92% | 7241 | 4051 | 938 | 12.95% | 23.15% | 718 | 46 | 143 | 18 | 13 | 2 | NWGF 92% | 2476 | 259 | 62 | 2.504% | 23.94% | 26 | 33 | 3 | 0 | 0 | 2 | NWGF 92% | 211 | 103 | 0 | 0% | 0% | 0 | 0 | 0 | 0 | 0 | 2 | NWGF 92% | 72 | 10 | 0 | 0% | 0% | 0 | 0 | 0 | 0 | 0
3 | NWGF 95% | [10 empty] | 3 | NWGF 95% | [10 empty] | 3 | NWGF 95% | [10 empty] | 3 | NWGF 95% | [10 empty] | 3 | NWGF 95% | 72 | 59 | 0 | 0% | 0% | 0 | 0 | 0 | 0 | 0
4 | NWGF 98% | [10 empty] | 4 | NWGF 98% | [10 empty] | 4 | NWGF 98% | [10 empty] | 4 | NWGF 98% | [10 empty] | 4 | NWGF 98% | 72 | 72 | 0 | 0% | 0% | 0 | 0 | 0 | 0 | 0
Simulation Results NORTH | [5 empty] | Scenario 29 | [5 empty] | Residential - North - Replacement | [5 empty] | Scenario 29 | [5 empty] | Residential - North - New | [5 empty] | Scenario 29 | [5 empty] | Commercial - North - Replacement | [5 empty] | Scenario 29 | [5 empty] | Commercial - North - New | [5 empty] | Scenario 29
[7 empty] | type of switching | [11 empty] | type of switching | [11 empty] | type of switching | [11 empty] | type of switching | [11 empty] | type of switching
[7 empty] | NWGF | NWGF+GWH | NWGF | NWGF+GWH | GWH | [7 empty] | NWGF | NWGF+GWH | NWGF | NWGF+GWH | GWH | [7 empty] | NWGF | NWGF+GWH | NWGF | NWGF+GWH | GWH | [7 empty] | NWGF | NWGF+GWH | NWGF | NWGF+GWH | GWH | [7 empty] | NWGF | NWGF+GWH | NWGF | NWGF+GWH | GWH
|  | Number of | Number | Number | % of Total | % of Impacted | --> | --> | --> | --> | --> |  |  | Number of | Number | Number | % of Total | % of Impacted | --> | --> | --> | --> | --> |  |  | Number of | Number | Number | % of Total | % of Impacted | --> | --> | --> | --> | --> |  |  | Number of | Number | Number | % of Total | % of Impacted | --> | --> | --> | --> | --> |  |  | Number of | Number | Number | % of Total | % of Impacted | --> | --> | --> | --> | -->
Level | Description | Buildings | Impacted | Switching | Switching | Swtiching | HP | HP+EWH | EF | EF+EWH | EWH | Level | Description | Buildings | Impacted | Switching | Switching | Swtiching | HP | HP+EWH | EF | EF+EWH | EWH | Level | Description | Buildings | Impacted | Switching | Switching | Swtiching | HP | HP+EWH | EF | EF+EWH | EWH | Level | Description | Buildings | Impacted | Switching | Switching | Swtiching | HP | HP+EWH | EF | EF+EWH | EWH | Level | Description | Buildings | Impacted | Switching | Switching | Swtiching | HP | HP+EWH | EF | EF+EWH | EWH
NWGF | [11 empty] | NWGF | [11 empty] | NWGF | [11 empty] | NWGF | [11 empty] | NWGF
1 | NWGF 90% | [10 empty] | 1 | NWGF 90% | [10 empty] | 1 | NWGF 90% | [10 empty] | 1 | NWGF 90% | [10 empty] | 1 | NWGF 90% | 46 | 10 | 0 | 0% | 0% | 0 | 0 | 0 | 0 | 0
2 | NWGF 92% | 5299 | 1712 | 170 | 3.208% | 9.93% | 108 | 38 | 19 | 5 | 0 | 2 | NWGF 92% | 3779 | 1436 | 129 | 3.414% | 8.983% | 94 | 13 | 17 | 5 | 0 | 2 | NWGF 92% | 1341 | 214 | 41 | 3.057% | 19.16% | 14 | 25 | 2 | 0 | 0 | 2 | NWGF 92% | 133 | 52 | 0 | 0% | 0% | 0 | 0 | 0 | 0 | 0 | 2 | NWGF 92% | 46 | 10 | 0 | 0% | 0% | 0 | 0 | 0 | 0 | 0
3 | NWGF 95% | [10 empty] | 3 | NWGF 95% | [10 empty] | 3 | NWGF 95% | [10 empty] | 3 | NWGF 95% | [10 empty] | 3 | NWGF 95% | 46 | 34 | 0 | 0% | 0% | 0 | 0 | 0 | 0 | 0
4 | NWGF 98% | [10 empty] | 4 | NWGF 98% | [10 empty] | 4 | NWGF 98% | [10 empty] | 4 | NWGF 98% | [10 empty] | 4 | NWGF 98% | 46 | 46 | 0 | 0% | 0% | 0 | 0 | 0 | 0 | 0
Simulation Results Rest of Country | [5 empty] | Scenario 29 | [5 empty] | Residential - Rest of Country - Replacement | [5 empty] | Scenario 29 | [5 empty] | Residential - Rest of Country - New | [5 empty] | Scenario 29 | [5 empty] | Commercial - Rest of Country - Replacement | [5 empty] | Scenario 29 | [5 empty] | Commercial - Rest of Country - New | [5 empty] | Scenario 29
[7 empty] | type of switching | [11 empty] | type of switching | [11 empty] | type of switching | [11 empty] | type of switching | [11 empty] | type of switching
[7 empty] | NWGF | NWGF+GWH | NWGF | NWGF+GWH | GWH | [7 empty] | NWGF | NWGF+GWH | NWGF | NWGF+GWH | GWH | [7 empty] | NWGF | NWGF+GWH | NWGF | NWGF+GWH | GWH | [7 empty] | NWGF | NWGF+GWH | NWGF | NWGF+GWH | GWH | [7 empty] | NWGF | NWGF+GWH | NWGF | NWGF+GWH | GWH
|  | Number of | Number | Number | % of Total | % of Impacted | --> | --> | --> | --> | --> |  |  | Number of | Number | Number | % of Total | % of Impacted | --> | --> | --> | --> | --> |  |  | Number of | Number | Number | % of Total | % of Impacted | --> | --> | --> | --> | --> |  |  | Number of | Number | Number | % of Total | % of Impacted | --> | --> | --> | --> | --> |  |  | Number of | Number | Number | % of Total | % of Impacted | --> | --> | --> | --> | -->
Level | Description | Buildings | Impacted | Switching | Switching | Swtiching | HP | HP+EWH | EF | EF+EWH | EWH | Level | Description | Buildings | Impacted | Switching | Switching | Swtiching | HP | HP+EWH | EF | EF+EWH | EWH | Level | Description | Buildings | Impacted | Switching | Switching | Swtiching | HP | HP+EWH | EF | EF+EWH | EWH | Level | Description | Buildings | Impacted | Switching | Switching | Swtiching | HP | HP+EWH | EF | EF+EWH | EWH | Level | Description | Buildings | Impacted | Switching | Switching | Swtiching | HP | HP+EWH | EF | EF+EWH | EWH
NWGF | [11 empty] | NWGF | [11 empty] | NWGF | [11 empty] | NWGF | [11 empty] | NWGF
1 | NWGF 90% | [10 empty] | 1 | NWGF 90% | [10 empty] | 1 | NWGF 90% | [10 empty] | 1 | NWGF 90% | [10 empty] | 1 | NWGF 90% | 26 | 19 | 0 | 0% | 0% | 0 | 0 | 0 | 0 | 0
2 | NWGF 92% | 4701 | 2711 | 830 | 17.66% | 30.62% | 636 | 41 | 127 | 13 | 13 | 2 | NWGF 92% | 3462 | 2615 | 809 | 23.37% | 30.94% | 624 | 33 | 126 | 13 | 13 | 2 | NWGF 92% | 1135 | 45 | 21 | 1.85% | 46.67% | 12 | 8 | 1 | 0 | 0 | 2 | NWGF 92% | 78 | 51 | 0 | 0% | 0% | 0 | 0 | 0 | 0 | 0 | 2 | NWGF 92% | 26 | 0 | 0 | 0% | #DIV/0! | 0 | 0 | 0 | 0 | 0
3 | NWGF 95% | [10 empty] | 3 | NWGF 95% | [10 empty] | 3 | NWGF 95% | [10 empty] | 3 | NWGF 95% | [10 empty] | 3 | NWGF 95% | 26 | 25 | 0 | 0% | 0% | 0 | 0 | 0 | 0 | 0
4 | NWGF 98% | [10 empty] | 4 | NWGF 98% | [10 empty] | 4 | NWGF 98% | [10 empty] | 4 | NWGF 98% | [10 empty] | 4 | NWGF 98% | 26 | 26 | 0 | 0% | 0% | 0 | 0 | 0 | 0 | 0
Simulation Results Senior Only | [5 empty] | Scenario 29 | [5 empty] | Simulation Results Senior Only - North | [5 empty] | Scenario 29 | [5 empty] | Simulation Results Senior Only - Rest of Country | [5 empty] | Scenario 29
[7 empty] | type of switching | [11 empty] | type of switching | [11 empty] | type of switching
[7 empty] | NWGF | NWGF+GWH | NWGF | NWGF+GWH | GWH | [7 empty] | NWGF | NWGF+GWH | NWGF | NWGF+GWH | GWH | [7 empty] | NWGF | NWGF+GWH | NWGF | NWGF+GWH | GWH
|  | Number of | Number | Number | % of Total | % of Impacted | --> | --> | --> | --> | --> |  |  | Number of | Number | Number | % of Total | % of Impacted | --> | --> | --> | --> | --> |  |  | Number of | Number | Number | % of Total | % of Impacted | --> | --> | --> | --> | -->
Level | Description | Buildings | Impacted | Switching | Switching | Swtiching | HP | HP+EWH | EF | EF+EWH | EWH | Level | Description | Buildings | Impacted | Switching | Switching | Swtiching | HP | HP+EWH | EF | EF+EWH | EWH | Level | Description | Buildings | Impacted | Switching | Switching | Swtiching | HP | HP+EWH | EF | EF+EWH | EWH
NWGF | [11 empty] | NWGF | [11 empty] | NWGF
1 | NWGF 90% | [10 empty] | 1 | NWGF 90% | [10 empty] | 1 | NWGF 90%
2 | NWGF 92% | 1455 | 646 | 149 | 10.24% | 23.07% | 105 | 10 | 30 | 2 | 2 | 2 | NWGF 92% | 794 | 258 | 25 | 3.149% | 9.69% | 15 | 4 | 5 | 1 | 0 | 2 | NWGF 92% | 661 | 388 | 124 | 18.76% | 31.96% | 90 | 6 | 25 | 1 | 2
3 | NWGF 95% | [10 empty] | 3 | NWGF 95% | [10 empty] | 3 | NWGF 95%
4 | NWGF 98% | [10 empty] | 4 | NWGF 98% | [10 empty] | 4 | NWGF 98%
Simulation Results Low Income Only | [5 empty] | Scenario 29 | [5 empty] | Simulation Results Low Income Only - North | [5 empty] | Scenario 29 | [5 empty] | Simulation Results Low Income Only - Rest of Country | [5 empty] | Scenario 29
[7 empty] | type of switching | [11 empty] | type of switching | [11 empty] | type of switching
[7 empty] | NWGF | NWGF+GWH | NWGF | NWGF+GWH | GWH | [7 empty] | NWGF | NWGF+GWH | NWGF | NWGF+GWH | GWH | [7 empty] | NWGF | NWGF+GWH | NWGF | NWGF+GWH | GWH
|  | Number of | Number | Number | % of Total | % of Impacted | --> | --> | --> | --> | --> |  |  | Number of | Number | Number | % of Total | % of Impacted | --> | --> | --> | --> | --> |  |  | Number of | Number | Number | % of Total | % of Impacted | --> | --> | --> | --> | -->
Level | Description | Buildings | Impacted | Switching | Switching | Swtiching | HP | HP+EWH | EF | EF+EWH | EWH | Level | Description | Buildings | Impacted | Switching | Switching | Swtiching | HP | HP+EWH | EF | EF+EWH | EWH | Level | Description | Buildings | Impacted | Switching | Switching | Swtiching | HP | HP+EWH | EF | EF+EWH | EWH
NWGF | [11 empty] | NWGF | [11 empty] | NWGF
1 | NWGF 90% | [10 empty] | 1 | NWGF 90% | [10 empty] | 1 | NWGF 90%
2 | NWGF 92% | 815 | 436 | 104 | 12.76% | 23.85% | 79 | 3 | 20 | 2 | 0 | 2 | NWGF 92% | 441 | 172 | 5 | 1.134% | 2.907% | 4 | 1 | 0 | 0 | 0 | 2 | NWGF 92% | 374 | 264 | 99 | 26.47% | 37.5% | 75 | 2 | 20 | 2 | 0
3 | NWGF 95% | [10 empty] | 3 | NWGF 95% | [10 empty] | 3 | NWGF 95%
4 | NWGF 98% | [10 empty] | 4 | NWGF 98% | [10 empty] | 4 | NWGF 98%

## Scenario 30
Simulation Results NATIONAL - 10000 samples | [5 empty] | Scenario 30 | [5 empty] | Residential - Replacement | [5 empty] | Scenario 30 | [5 empty] | Residential - New | [5 empty] | Scenario 30 | [5 empty] | Commercial - Replacement | [5 empty] | Scenario 30 | [5 empty] | Commercial - New | [5 empty] | Scenario 30
[7 empty] | type of switching | [11 empty] | type of switching | [11 empty] | type of switching | [11 empty] | type of switching | [11 empty] | type of switching
[7 empty] | NWGF | NWGF+GWH | NWGF | NWGF+GWH | GWH | [7 empty] | NWGF | NWGF+GWH | NWGF | NWGF+GWH | GWH | [7 empty] | NWGF | NWGF+GWH | NWGF | NWGF+GWH | GWH | [7 empty] | NWGF | NWGF+GWH | NWGF | NWGF+GWH | GWH | [7 empty] | NWGF | NWGF+GWH | NWGF | NWGF+GWH | GWH
|  | Number of | Number | Number | % of Total | % of Impacted | --> | --> | --> | --> | --> |  |  | Number of | Number | Number | % of Total | % of Impacted | --> | --> | --> | --> | --> |  |  | Number of | Number | Number | % of Total | % of Impacted | --> | --> | --> | --> | --> |  |  | Number of | Number | Number | % of Total | % of Impacted | --> | --> | --> | --> | --> |  |  | Number of | Number | Number | % of Total | % of Impacted | --> | --> | --> | --> | -->
Level | Description | Buildings | Impacted | Switching | Switching | Swtiching | HP | HP+EWH | EF | EF+EWH | EWH | Level | Description | Buildings | Impacted | Switching | Switching | Swtiching | HP | HP+EWH | EF | EF+EWH | EWH | Level | Description | Buildings | Impacted | Switching | Switching | Swtiching | HP | HP+EWH | EF | EF+EWH | EWH | Level | Description | Buildings | Impacted | Switching | Switching | Swtiching | HP | HP+EWH | EF | EF+EWH | EWH | Level | Description | Buildings | Impacted | Switching | Switching | Swtiching | HP | HP+EWH | EF | EF+EWH | EWH
NWGF | [11 empty] | NWGF | [11 empty] | NWGF | [11 empty] | NWGF | [11 empty] | NWGF
1 | NWGF 90% | [10 empty] | 1 | NWGF 90% | [10 empty] | 1 | NWGF 90% | [10 empty] | 1 | NWGF 90% | [10 empty] | 1 | NWGF 90% | 72 | 29 | 0 | 0% | 0% | 0 | 0 | 0 | 0 | 0
2 | NWGF 92% | 10000 | 4694 | 1043 | 10.43% | 22.22% | 775 | 90 | 128 | 38 | 12 | 2 | NWGF 92% | 7241 | 3922 | 908 | 12.54% | 23.15% | 706 | 41 | 124 | 25 | 12 | 2 | NWGF 92% | 2476 | 659 | 135 | 5.452% | 20.49% | 69 | 49 | 4 | 13 | 0 | 2 | NWGF 92% | 211 | 103 | 0 | 0% | 0% | 0 | 0 | 0 | 0 | 0 | 2 | NWGF 92% | 72 | 10 | 0 | 0% | 0% | 0 | 0 | 0 | 0 | 0
3 | NWGF 95% | [10 empty] | 3 | NWGF 95% | [10 empty] | 3 | NWGF 95% | [10 empty] | 3 | NWGF 95% | [10 empty] | 3 | NWGF 95% | 72 | 59 | 0 | 0% | 0% | 0 | 0 | 0 | 0 | 0
4 | NWGF 98% | [10 empty] | 4 | NWGF 98% | [10 empty] | 4 | NWGF 98% | [10 empty] | 4 | NWGF 98% | [10 empty] | 4 | NWGF 98% | 72 | 72 | 0 | 0% | 0% | 0 | 0 | 0 | 0 | 0
Simulation Results NORTH | [5 empty] | Scenario 30 | [5 empty] | Residential - North - Replacement | [5 empty] | Scenario 30 | [5 empty] | Residential - North - New | [5 empty] | Scenario 30 | [5 empty] | Commercial - North - Replacement | [5 empty] | Scenario 30 | [5 empty] | Commercial - North - New | [5 empty] | Scenario 30
[7 empty] | type of switching | [11 empty] | type of switching | [11 empty] | type of switching | [11 empty] | type of switching | [11 empty] | type of switching
[7 empty] | NWGF | NWGF+GWH | NWGF | NWGF+GWH | GWH | [7 empty] | NWGF | NWGF+GWH | NWGF | NWGF+GWH | GWH | [7 empty] | NWGF | NWGF+GWH | NWGF | NWGF+GWH | GWH | [7 empty] | NWGF | NWGF+GWH | NWGF | NWGF+GWH | GWH | [7 empty] | NWGF | NWGF+GWH | NWGF | NWGF+GWH | GWH
|  | Number of | Number | Number | % of Total | % of Impacted | --> | --> | --> | --> | --> |  |  | Number of | Number | Number | % of Total | % of Impacted | --> | --> | --> | --> | --> |  |  | Number of | Number | Number | % of Total | % of Impacted | --> | --> | --> | --> | --> |  |  | Number of | Number | Number | % of Total | % of Impacted | --> | --> | --> | --> | --> |  |  | Number of | Number | Number | % of Total | % of Impacted | --> | --> | --> | --> | -->
Level | Description | Buildings | Impacted | Switching | Switching | Swtiching | HP | HP+EWH | EF | EF+EWH | EWH | Level | Description | Buildings | Impacted | Switching | Switching | Swtiching | HP | HP+EWH | EF | EF+EWH | EWH | Level | Description | Buildings | Impacted | Switching | Switching | Swtiching | HP | HP+EWH | EF | EF+EWH | EWH | Level | Description | Buildings | Impacted | Switching | Switching | Swtiching | HP | HP+EWH | EF | EF+EWH | EWH | Level | Description | Buildings | Impacted | Switching | Switching | Swtiching | HP | HP+EWH | EF | EF+EWH | EWH
NWGF | [11 empty] | NWGF | [11 empty] | NWGF | [11 empty] | NWGF | [11 empty] | NWGF
1 | NWGF 90% | [10 empty] | 1 | NWGF 90% | [10 empty] | 1 | NWGF 90% | [10 empty] | 1 | NWGF 90% | [10 empty] | 1 | NWGF 90% | 46 | 10 | 0 | 0% | 0% | 0 | 0 | 0 | 0 | 0
2 | NWGF 92% | 5299 | 1874 | 207 | 3.906% | 11.05% | 130 | 39 | 21 | 17 | 0 | 2 | NWGF 92% | 3779 | 1314 | 124 | 3.281% | 9.437% | 88 | 8 | 19 | 9 | 0 | 2 | NWGF 92% | 1341 | 498 | 83 | 6.189% | 16.67% | 42 | 31 | 2 | 8 | 0 | 2 | NWGF 92% | 133 | 52 | 0 | 0% | 0% | 0 | 0 | 0 | 0 | 0 | 2 | NWGF 92% | 46 | 10 | 0 | 0% | 0% | 0 | 0 | 0 | 0 | 0
3 | NWGF 95% | [10 empty] | 3 | NWGF 95% | [10 empty] | 3 | NWGF 95% | [10 empty] | 3 | NWGF 95% | [10 empty] | 3 | NWGF 95% | 46 | 34 | 0 | 0% | 0% | 0 | 0 | 0 | 0 | 0
4 | NWGF 98% | [10 empty] | 4 | NWGF 98% | [10 empty] | 4 | NWGF 98% | [10 empty] | 4 | NWGF 98% | [10 empty] | 4 | NWGF 98% | 46 | 46 | 0 | 0% | 0% | 0 | 0 | 0 | 0 | 0
Simulation Results Rest of Country | [5 empty] | Scenario 30 | [5 empty] | Residential - Rest of Country - Replacement | [5 empty] | Scenario 30 | [5 empty] | Residential - Rest of Country - New | [5 empty] | Scenario 30 | [5 empty] | Commercial - Rest of Country - Replacement | [5 empty] | Scenario 30 | [5 empty] | Commercial - Rest of Country - New | [5 empty] | Scenario 30
[7 empty] | type of switching | [11 empty] | type of switching | [11 empty] | type of switching | [11 empty] | type of switching | [11 empty] | type of switching
[7 empty] | NWGF | NWGF+GWH | NWGF | NWGF+GWH | GWH | [7 empty] | NWGF | NWGF+GWH | NWGF | NWGF+GWH | GWH | [7 empty] | NWGF | NWGF+GWH | NWGF | NWGF+GWH | GWH | [7 empty] | NWGF | NWGF+GWH | NWGF | NWGF+GWH | GWH | [7 empty] | NWGF | NWGF+GWH | NWGF | NWGF+GWH | GWH
|  | Number of | Number | Number | % of Total | % of Impacted | --> | --> | --> | --> | --> |  |  | Number of | Number | Number | % of Total | % of Impacted | --> | --> | --> | --> | --> |  |  | Number of | Number | Number | % of Total | % of Impacted | --> | --> | --> | --> | --> |  |  | Number of | Number | Number | % of Total | % of Impacted | --> | --> | --> | --> | --> |  |  | Number of | Number | Number | % of Total | % of Impacted | --> | --> | --> | --> | -->
Level | Description | Buildings | Impacted | Switching | Switching | Swtiching | HP | HP+EWH | EF | EF+EWH | EWH | Level | Description | Buildings | Impacted | Switching | Switching | Swtiching | HP | HP+EWH | EF | EF+EWH | EWH | Level | Description | Buildings | Impacted | Switching | Switching | Swtiching | HP | HP+EWH | EF | EF+EWH | EWH | Level | Description | Buildings | Impacted | Switching | Switching | Swtiching | HP | HP+EWH | EF | EF+EWH | EWH | Level | Description | Buildings | Impacted | Switching | Switching | Swtiching | HP | HP+EWH | EF | EF+EWH | EWH
NWGF | [11 empty] | NWGF | [11 empty] | NWGF | [11 empty] | NWGF | [11 empty] | NWGF
1 | NWGF 90% | [10 empty] | 1 | NWGF 90% | [10 empty] | 1 | NWGF 90% | [10 empty] | 1 | NWGF 90% | [10 empty] | 1 | NWGF 90% | 26 | 19 | 0 | 0% | 0% | 0 | 0 | 0 | 0 | 0
2 | NWGF 92% | 4701 | 2820 | 836 | 17.78% | 29.65% | 645 | 51 | 107 | 21 | 12 | 2 | NWGF 92% | 3462 | 2608 | 784 | 22.65% | 30.06% | 618 | 33 | 105 | 16 | 12 | 2 | NWGF 92% | 1135 | 161 | 52 | 4.581% | 32.3% | 27 | 18 | 2 | 5 | 0 | 2 | NWGF 92% | 78 | 51 | 0 | 0% | 0% | 0 | 0 | 0 | 0 | 0 | 2 | NWGF 92% | 26 | 0 | 0 | 0% | #DIV/0! | 0 | 0 | 0 | 0 | 0
3 | NWGF 95% | [10 empty] | 3 | NWGF 95% | [10 empty] | 3 | NWGF 95% | [10 empty] | 3 | NWGF 95% | [10 empty] | 3 | NWGF 95% | 26 | 25 | 0 | 0% | 0% | 0 | 0 | 0 | 0 | 0
4 | NWGF 98% | [10 empty] | 4 | NWGF 98% | [10 empty] | 4 | NWGF 98% | [10 empty] | 4 | NWGF 98% | [10 empty] | 4 | NWGF 98% | 26 | 26 | 0 | 0% | 0% | 0 | 0 | 0 | 0 | 0
Simulation Results Senior Only | [5 empty] | Scenario 30 | [5 empty] | Simulation Results Senior Only - North | [5 empty] | Scenario 30 | [5 empty] | Simulation Results Senior Only - Rest of Country | [5 empty] | Scenario 30
[7 empty] | type of switching | [11 empty] | type of switching | [11 empty] | type of switching
[7 empty] | NWGF | NWGF+GWH | NWGF | NWGF+GWH | GWH | [7 empty] | NWGF | NWGF+GWH | NWGF | NWGF+GWH | GWH | [7 empty] | NWGF | NWGF+GWH | NWGF | NWGF+GWH | GWH
|  | Number of | Number | Number | % of Total | % of Impacted | --> | --> | --> | --> | --> |  |  | Number of | Number | Number | % of Total | % of Impacted | --> | --> | --> | --> | --> |  |  | Number of | Number | Number | % of Total | % of Impacted | --> | --> | --> | --> | -->
Level | Description | Buildings | Impacted | Switching | Switching | Swtiching | HP | HP+EWH | EF | EF+EWH | EWH | Level | Description | Buildings | Impacted | Switching | Switching | Swtiching | HP | HP+EWH | EF | EF+EWH | EWH | Level | Description | Buildings | Impacted | Switching | Switching | Swtiching | HP | HP+EWH | EF | EF+EWH | EWH
NWGF | [11 empty] | NWGF | [11 empty] | NWGF
1 | NWGF 90% | [10 empty] | 1 | NWGF 90% | [10 empty] | 1 | NWGF 90%
2 | NWGF 92% | 1455 | 645 | 140 | 9.622% | 21.71% | 105 | 10 | 20 | 3 | 2 | 2 | NWGF 92% | 794 | 247 | 26 | 3.275% | 10.53% | 16 | 2 | 6 | 2 | 0 | 2 | NWGF 92% | 661 | 398 | 114 | 17.25% | 28.64% | 89 | 8 | 14 | 1 | 2
3 | NWGF 95% | [10 empty] | 3 | NWGF 95% | [10 empty] | 3 | NWGF 95%
4 | NWGF 98% | [10 empty] | 4 | NWGF 98% | [10 empty] | 4 | NWGF 98%
Simulation Results Low Income Only | [5 empty] | Scenario 30 | [5 empty] | Simulation Results Low Income Only - North | [5 empty] | Scenario 30 | [5 empty] | Simulation Results Low Income Only - Rest of Country | [5 empty] | Scenario 30
[7 empty] | type of switching | [11 empty] | type of switching | [11 empty] | type of switching
[7 empty] | NWGF | NWGF+GWH | NWGF | NWGF+GWH | GWH | [7 empty] | NWGF | NWGF+GWH | NWGF | NWGF+GWH | GWH | [7 empty] | NWGF | NWGF+GWH | NWGF | NWGF+GWH | GWH
|  | Number of | Number | Number | % of Total | % of Impacted | --> | --> | --> | --> | --> |  |  | Number of | Number | Number | % of Total | % of Impacted | --> | --> | --> | --> | --> |  |  | Number of | Number | Number | % of Total | % of Impacted | --> | --> | --> | --> | -->
Level | Description | Buildings | Impacted | Switching | Switching | Swtiching | HP | HP+EWH | EF | EF+EWH | EWH | Level | Description | Buildings | Impacted | Switching | Switching | Swtiching | HP | HP+EWH | EF | EF+EWH | EWH | Level | Description | Buildings | Impacted | Switching | Switching | Swtiching | HP | HP+EWH | EF | EF+EWH | EWH
NWGF | [11 empty] | NWGF | [11 empty] | NWGF
1 | NWGF 90% | [10 empty] | 1 | NWGF 90% | [10 empty] | 1 | NWGF 90%
2 | NWGF 92% | 815 | 427 | 81 | 9.939% | 18.97% | 71 | 3 | 6 | 1 | 0 | 2 | NWGF 92% | 441 | 162 | 4 | 0.907% | 2.469% | 4 | 0 | 0 | 0 | 0 | 2 | NWGF 92% | 374 | 265 | 77 | 20.59% | 29.06% | 67 | 3 | 6 | 1 | 0
3 | NWGF 95% | [10 empty] | 3 | NWGF 95% | [10 empty] | 3 | NWGF 95%
4 | NWGF 98% | [10 empty] | 4 | NWGF 98% | [10 empty] | 4 | NWGF 98%

## Scenario 31
Simulation Results NATIONAL - 10000 samples | [5 empty] | Scenario 31 | [5 empty] | Residential - Replacement | [5 empty] | Scenario 31 | [5 empty] | Residential - New | [5 empty] | Scenario 31 | [5 empty] | Commercial - Replacement | [5 empty] | Scenario 31 | [5 empty] | Commercial - New | [5 empty] | Scenario 31
[7 empty] | type of switching | [11 empty] | type of switching | [11 empty] | type of switching | [11 empty] | type of switching | [11 empty] | type of switching
[7 empty] | NWGF | NWGF+GWH | NWGF | NWGF+GWH | GWH | [7 empty] | NWGF | NWGF+GWH | NWGF | NWGF+GWH | GWH | [7 empty] | NWGF | NWGF+GWH | NWGF | NWGF+GWH | GWH | [7 empty] | NWGF | NWGF+GWH | NWGF | NWGF+GWH | GWH | [7 empty] | NWGF | NWGF+GWH | NWGF | NWGF+GWH | GWH
|  | Number of | Number | Number | % of Total | % of Impacted | --> | --> | --> | --> | --> |  |  | Number of | Number | Number | % of Total | % of Impacted | --> | --> | --> | --> | --> |  |  | Number of | Number | Number | % of Total | % of Impacted | --> | --> | --> | --> | --> |  |  | Number of | Number | Number | % of Total | % of Impacted | --> | --> | --> | --> | --> |  |  | Number of | Number | Number | % of Total | % of Impacted | --> | --> | --> | --> | -->
Level | Description | Buildings | Impacted | Switching | Switching | Swtiching | HP | HP+EWH | EF | EF+EWH | EWH | Level | Description | Buildings | Impacted | Switching | Switching | Swtiching | HP | HP+EWH | EF | EF+EWH | EWH | Level | Description | Buildings | Impacted | Switching | Switching | Swtiching | HP | HP+EWH | EF | EF+EWH | EWH | Level | Description | Buildings | Impacted | Switching | Switching | Swtiching | HP | HP+EWH | EF | EF+EWH | EWH | Level | Description | Buildings | Impacted | Switching | Switching | Swtiching | HP | HP+EWH | EF | EF+EWH | EWH
NWGF | [11 empty] | NWGF | [11 empty] | NWGF | [11 empty] | NWGF | [11 empty] | NWGF
1 | NWGF 90% | [10 empty] | 1 | NWGF 90% | [10 empty] | 1 | NWGF 90% | [10 empty] | 1 | NWGF 90% | [10 empty] | 1 | NWGF 90% | 72 | 29 | 0 | 0% | 0% | 0 | 0 | 0 | 0 | 0
2 | NWGF 92% | 10000 | 4454 | 981 | 9.81% | 22.03% | 754 | 71 | 124 | 20 | 12 | 2 | NWGF 92% | 7241 | 4072 | 912 | 12.59% | 22.4% | 718 | 42 | 121 | 19 | 12 | 2 | NWGF 92% | 2476 | 269 | 69 | 2.787% | 25.65% | 36 | 29 | 3 | 1 | 0 | 2 | NWGF 92% | 211 | 103 | 0 | 0% | 0% | 0 | 0 | 0 | 0 | 0 | 2 | NWGF 92% | 72 | 10 | 0 | 0% | 0% | 0 | 0 | 0 | 0 | 0
3 | NWGF 95% | [10 empty] | 3 | NWGF 95% | [10 empty] | 3 | NWGF 95% | [10 empty] | 3 | NWGF 95% | [10 empty] | 3 | NWGF 95% | 72 | 59 | 0 | 0% | 0% | 0 | 0 | 0 | 0 | 0
4 | NWGF 98% | [10 empty] | 4 | NWGF 98% | [10 empty] | 4 | NWGF 98% | [10 empty] | 4 | NWGF 98% | [10 empty] | 4 | NWGF 98% | 72 | 72 | 0 | 0% | 0% | 0 | 0 | 0 | 0 | 0
Simulation Results NORTH | [5 empty] | Scenario 31 | [5 empty] | Residential - North - Replacement | [5 empty] | Scenario 31 | [5 empty] | Residential - North - New | [5 empty] | Scenario 31 | [5 empty] | Commercial - North - Replacement | [5 empty] | Scenario 31 | [5 empty] | Commercial - North - New | [5 empty] | Scenario 31
[7 empty] | type of switching | [11 empty] | type of switching | [11 empty] | type of switching | [11 empty] | type of switching | [11 empty] | type of switching
[7 empty] | NWGF | NWGF+GWH | NWGF | NWGF+GWH | GWH | [7 empty] | NWGF | NWGF+GWH | NWGF | NWGF+GWH | GWH | [7 empty] | NWGF | NWGF+GWH | NWGF | NWGF+GWH | GWH | [7 empty] | NWGF | NWGF+GWH | NWGF | NWGF+GWH | GWH | [7 empty] | NWGF | NWGF+GWH | NWGF | NWGF+GWH | GWH
|  | Number of | Number | Number | % of Total | % of Impacted | --> | --> | --> | --> | --> |  |  | Number of | Number | Number | % of Total | % of Impacted | --> | --> | --> | --> | --> |  |  | Number of | Number | Number | % of Total | % of Impacted | --> | --> | --> | --> | --> |  |  | Number of | Number | Number | % of Total | % of Impacted | --> | --> | --> | --> | --> |  |  | Number of | Number | Number | % of Total | % of Impacted | --> | --> | --> | --> | -->
Level | Description | Buildings | Impacted | Switching | Switching | Swtiching | HP | HP+EWH | EF | EF+EWH | EWH | Level | Description | Buildings | Impacted | Switching | Switching | Swtiching | HP | HP+EWH | EF | EF+EWH | EWH | Level | Description | Buildings | Impacted | Switching | Switching | Swtiching | HP | HP+EWH | EF | EF+EWH | EWH | Level | Description | Buildings | Impacted | Switching | Switching | Swtiching | HP | HP+EWH | EF | EF+EWH | EWH | Level | Description | Buildings | Impacted | Switching | Switching | Swtiching | HP | HP+EWH | EF | EF+EWH | EWH
NWGF | [11 empty] | NWGF | [11 empty] | NWGF | [11 empty] | NWGF | [11 empty] | NWGF
1 | NWGF 90% | [10 empty] | 1 | NWGF 90% | [10 empty] | 1 | NWGF 90% | [10 empty] | 1 | NWGF 90% | [10 empty] | 1 | NWGF 90% | 46 | 10 | 0 | 0% | 0% | 0 | 0 | 0 | 0 | 0
2 | NWGF 92% | 5299 | 1722 | 168 | 3.17% | 9.756% | 117 | 28 | 19 | 4 | 0 | 2 | NWGF 92% | 3779 | 1442 | 126 | 3.334% | 8.738% | 96 | 9 | 17 | 4 | 0 | 2 | NWGF 92% | 1341 | 218 | 42 | 3.132% | 19.27% | 21 | 19 | 2 | 0 | 0 | 2 | NWGF 92% | 133 | 52 | 0 | 0% | 0% | 0 | 0 | 0 | 0 | 0 | 2 | NWGF 92% | 46 | 10 | 0 | 0% | 0% | 0 | 0 | 0 | 0 | 0
3 | NWGF 95% | [10 empty] | 3 | NWGF 95% | [10 empty] | 3 | NWGF 95% | [10 empty] | 3 | NWGF 95% | [10 empty] | 3 | NWGF 95% | 46 | 34 | 0 | 0% | 0% | 0 | 0 | 0 | 0 | 0
4 | NWGF 98% | [10 empty] | 4 | NWGF 98% | [10 empty] | 4 | NWGF 98% | [10 empty] | 4 | NWGF 98% | [10 empty] | 4 | NWGF 98% | 46 | 46 | 0 | 0% | 0% | 0 | 0 | 0 | 0 | 0
Simulation Results Rest of Country | [5 empty] | Scenario 31 | [5 empty] | Residential - Rest of Country - Replacement | [5 empty] | Scenario 31 | [5 empty] | Residential - Rest of Country - New | [5 empty] | Scenario 31 | [5 empty] | Commercial - Rest of Country - Replacement | [5 empty] | Scenario 31 | [5 empty] | Commercial - Rest of Country - New | [5 empty] | Scenario 31
[7 empty] | type of switching | [11 empty] | type of switching | [11 empty] | type of switching | [11 empty] | type of switching | [11 empty] | type of switching
[7 empty] | NWGF | NWGF+GWH | NWGF | NWGF+GWH | GWH | [7 empty] | NWGF | NWGF+GWH | NWGF | NWGF+GWH | GWH | [7 empty] | NWGF | NWGF+GWH | NWGF | NWGF+GWH | GWH | [7 empty] | NWGF | NWGF+GWH | NWGF | NWGF+GWH | GWH | [7 empty] | NWGF | NWGF+GWH | NWGF | NWGF+GWH | GWH
|  | Number of | Number | Number | % of Total | % of Impacted | --> | --> | --> | --> | --> |  |  | Number of | Number | Number | % of Total | % of Impacted | --> | --> | --> | --> | --> |  |  | Number of | Number | Number | % of Total | % of Impacted | --> | --> | --> | --> | --> |  |  | Number of | Number | Number | % of Total | % of Impacted | --> | --> | --> | --> | --> |  |  | Number of | Number | Number | % of Total | % of Impacted | --> | --> | --> | --> | -->
Level | Description | Buildings | Impacted | Switching | Switching | Swtiching | HP | HP+EWH | EF | EF+EWH | EWH | Level | Description | Buildings | Impacted | Switching | Switching | Swtiching | HP | HP+EWH | EF | EF+EWH | EWH | Level | Description | Buildings | Impacted | Switching | Switching | Swtiching | HP | HP+EWH | EF | EF+EWH | EWH | Level | Description | Buildings | Impacted | Switching | Switching | Swtiching | HP | HP+EWH | EF | EF+EWH | EWH | Level | Description | Buildings | Impacted | Switching | Switching | Swtiching | HP | HP+EWH | EF | EF+EWH | EWH
NWGF | [11 empty] | NWGF | [11 empty] | NWGF | [11 empty] | NWGF | [11 empty] | NWGF
1 | NWGF 90% | [10 empty] | 1 | NWGF 90% | [10 empty] | 1 | NWGF 90% | [10 empty] | 1 | NWGF 90% | [10 empty] | 1 | NWGF 90% | 26 | 19 | 0 | 0% | 0% | 0 | 0 | 0 | 0 | 0
2 | NWGF 92% | 4701 | 2732 | 813 | 17.29% | 29.76% | 637 | 43 | 105 | 16 | 12 | 2 | NWGF 92% | 3462 | 2630 | 786 | 22.7% | 29.89% | 622 | 33 | 104 | 15 | 12 | 2 | NWGF 92% | 1135 | 51 | 27 | 2.379% | 52.94% | 15 | 10 | 1 | 1 | 0 | 2 | NWGF 92% | 78 | 51 | 0 | 0% | 0% | 0 | 0 | 0 | 0 | 0 | 2 | NWGF 92% | 26 | 0 | 0 | 0% | #DIV/0! | 0 | 0 | 0 | 0 | 0
3 | NWGF 95% | [10 empty] | 3 | NWGF 95% | [10 empty] | 3 | NWGF 95% | [10 empty] | 3 | NWGF 95% | [10 empty] | 3 | NWGF 95% | 26 | 25 | 0 | 0% | 0% | 0 | 0 | 0 | 0 | 0
4 | NWGF 98% | [10 empty] | 4 | NWGF 98% | [10 empty] | 4 | NWGF 98% | [10 empty] | 4 | NWGF 98% | [10 empty] | 4 | NWGF 98% | 26 | 26 | 0 | 0% | 0% | 0 | 0 | 0 | 0 | 0
Simulation Results Senior Only | [5 empty] | Scenario 31 | [5 empty] | Simulation Results Senior Only - North | [5 empty] | Scenario 31 | [5 empty] | Simulation Results Senior Only - Rest of Country | [5 empty] | Scenario 31
[7 empty] | type of switching | [11 empty] | type of switching | [11 empty] | type of switching
[7 empty] | NWGF | NWGF+GWH | NWGF | NWGF+GWH | GWH | [7 empty] | NWGF | NWGF+GWH | NWGF | NWGF+GWH | GWH | [7 empty] | NWGF | NWGF+GWH | NWGF | NWGF+GWH | GWH
|  | Number of | Number | Number | % of Total | % of Impacted | --> | --> | --> | --> | --> |  |  | Number of | Number | Number | % of Total | % of Impacted | --> | --> | --> | --> | --> |  |  | Number of | Number | Number | % of Total | % of Impacted | --> | --> | --> | --> | -->
Level | Description | Buildings | Impacted | Switching | Switching | Swtiching | HP | HP+EWH | EF | EF+EWH | EWH | Level | Description | Buildings | Impacted | Switching | Switching | Swtiching | HP | HP+EWH | EF | EF+EWH | EWH | Level | Description | Buildings | Impacted | Switching | Switching | Swtiching | HP | HP+EWH | EF | EF+EWH | EWH
NWGF | [11 empty] | NWGF | [11 empty] | NWGF
1 | NWGF 90% | [10 empty] | 1 | NWGF 90% | [10 empty] | 1 | NWGF 90%
2 | NWGF 92% | 1455 | 651 | 138 | 9.485% | 21.2% | 105 | 9 | 20 | 2 | 2 | 2 | NWGF 92% | 794 | 258 | 22 | 2.771% | 8.527% | 14 | 2 | 5 | 1 | 0 | 2 | NWGF 92% | 661 | 393 | 116 | 17.55% | 29.52% | 91 | 7 | 15 | 1 | 2
3 | NWGF 95% | [10 empty] | 3 | NWGF 95% | [10 empty] | 3 | NWGF 95%
4 | NWGF 98% | [10 empty] | 4 | NWGF 98% | [10 empty] | 4 | NWGF 98%
Simulation Results Low Income Only | [5 empty] | Scenario 31 | [5 empty] | Simulation Results Low Income Only - North | [5 empty] | Scenario 31 | [5 empty] | Simulation Results Low Income Only - Rest of Country | [5 empty] | Scenario 31
[7 empty] | type of switching | [11 empty] | type of switching | [11 empty] | type of switching
[7 empty] | NWGF | NWGF+GWH | NWGF | NWGF+GWH | GWH | [7 empty] | NWGF | NWGF+GWH | NWGF | NWGF+GWH | GWH | [7 empty] | NWGF | NWGF+GWH | NWGF | NWGF+GWH | GWH
|  | Number of | Number | Number | % of Total | % of Impacted | --> | --> | --> | --> | --> |  |  | Number of | Number | Number | % of Total | % of Impacted | --> | --> | --> | --> | --> |  |  | Number of | Number | Number | % of Total | % of Impacted | --> | --> | --> | --> | -->
Level | Description | Buildings | Impacted | Switching | Switching | Swtiching | HP | HP+EWH | EF | EF+EWH | EWH | Level | Description | Buildings | Impacted | Switching | Switching | Swtiching | HP | HP+EWH | EF | EF+EWH | EWH | Level | Description | Buildings | Impacted | Switching | Switching | Swtiching | HP | HP+EWH | EF | EF+EWH | EWH
NWGF | [11 empty] | NWGF | [11 empty] | NWGF
1 | NWGF 90% | [10 empty] | 1 | NWGF 90% | [10 empty] | 1 | NWGF 90%
2 | NWGF 92% | 815 | 437 | 79 | 9.693% | 18.08% | 69 | 3 | 6 | 1 | 0 | 2 | NWGF 92% | 441 | 172 | 3 | 0.6803% | 1.744% | 3 | 0 | 0 | 0 | 0 | 2 | NWGF 92% | 374 | 265 | 76 | 20.32% | 28.68% | 66 | 3 | 6 | 1 | 0
3 | NWGF 95% | [10 empty] | 3 | NWGF 95% | [10 empty] | 3 | NWGF 95%
4 | NWGF 98% | [10 empty] | 4 | NWGF 98% | [10 empty] | 4 | NWGF 98%

## Scenario 32
Simulation Results NATIONAL - 10000 samples | [5 empty] | Scenario 32 | [5 empty] | Residential - Replacement | [5 empty] | Scenario 32 | [5 empty] | Residential - New | [5 empty] | Scenario 32 | [5 empty] | Commercial - Replacement | [5 empty] | Scenario 32 | [5 empty] | Commercial - New | [5 empty] | Scenario 32
[7 empty] | type of switching | [11 empty] | type of switching | [11 empty] | type of switching | [11 empty] | type of switching | [11 empty] | type of switching
[7 empty] | NWGF | NWGF+GWH | NWGF | NWGF+GWH | GWH | [7 empty] | NWGF | NWGF+GWH | NWGF | NWGF+GWH | GWH | [7 empty] | NWGF | NWGF+GWH | NWGF | NWGF+GWH | GWH | [7 empty] | NWGF | NWGF+GWH | NWGF | NWGF+GWH | GWH | [7 empty] | NWGF | NWGF+GWH | NWGF | NWGF+GWH | GWH
|  | Number of | Number | Number | % of Total | % of Impacted | --> | --> | --> | --> | --> |  |  | Number of | Number | Number | % of Total | % of Impacted | --> | --> | --> | --> | --> |  |  | Number of | Number | Number | % of Total | % of Impacted | --> | --> | --> | --> | --> |  |  | Number of | Number | Number | % of Total | % of Impacted | --> | --> | --> | --> | --> |  |  | Number of | Number | Number | % of Total | % of Impacted | --> | --> | --> | --> | -->
Level | Description | Buildings | Impacted | Switching | Switching | Swtiching | HP | HP+EWH | EF | EF+EWH | EWH | Level | Description | Buildings | Impacted | Switching | Switching | Swtiching | HP | HP+EWH | EF | EF+EWH | EWH | Level | Description | Buildings | Impacted | Switching | Switching | Swtiching | HP | HP+EWH | EF | EF+EWH | EWH | Level | Description | Buildings | Impacted | Switching | Switching | Swtiching | HP | HP+EWH | EF | EF+EWH | EWH | Level | Description | Buildings | Impacted | Switching | Switching | Swtiching | HP | HP+EWH | EF | EF+EWH | EWH
NWGF | [11 empty] | NWGF | [11 empty] | NWGF | [11 empty] | NWGF | [11 empty] | NWGF
1 | NWGF 90% | [10 empty] | 1 | NWGF 90% | [10 empty] | 1 | NWGF 90% | [10 empty] | 1 | NWGF 90% | [10 empty] | 1 | NWGF 90% | 72 | 29 | 0 | 0% | 0% | 0 | 0 | 0 | 0 | 0
2 | NWGF 92% | 10000 | 4687 | 2120 | 21.2% | 45.23% | 963 | 239 | 698 | 169 | 51 | 2 | NWGF 92% | 7250 | 4014 | 1772 | 24.44% | 44.15% | 859 | 89 | 688 | 85 | 51 | 2 | NWGF 92% | 2445 | 567 | 348 | 14.23% | 61.38% | 104 | 150 | 10 | 84 | 0 | 2 | NWGF 92% | 222 | 94 | 0 | 0% | 0% | 0 | 0 | 0 | 0 | 0 | 2 | NWGF 92% | 83 | 12 | 0 | 0% | 0% | 0 | 0 | 0 | 0 | 0
3 | NWGF 95% | [10 empty] | 3 | NWGF 95% | [10 empty] | 3 | NWGF 95% | [10 empty] | 3 | NWGF 95% | [10 empty] | 3 | NWGF 95% | 72 | 59 | 0 | 0% | 0% | 0 | 0 | 0 | 0 | 0
4 | NWGF 98% | [10 empty] | 4 | NWGF 98% | [10 empty] | 4 | NWGF 98% | [10 empty] | 4 | NWGF 98% | [10 empty] | 4 | NWGF 98% | 72 | 72 | 0 | 0% | 0% | 0 | 0 | 0 | 0 | 0
Simulation Results NORTH | [5 empty] | Scenario 32 | [5 empty] | Residential - North - Replacement | [5 empty] | Scenario 32 | [5 empty] | Residential - North - New | [5 empty] | Scenario 32 | [5 empty] | Commercial - North - Replacement | [5 empty] | Scenario 32 | [5 empty] | Commercial - North - New | [5 empty] | Scenario 32
[7 empty] | type of switching | [11 empty] | type of switching | [11 empty] | type of switching | [11 empty] | type of switching | [11 empty] | type of switching
[7 empty] | NWGF | NWGF+GWH | NWGF | NWGF+GWH | GWH | [7 empty] | NWGF | NWGF+GWH | NWGF | NWGF+GWH | GWH | [7 empty] | NWGF | NWGF+GWH | NWGF | NWGF+GWH | GWH | [7 empty] | NWGF | NWGF+GWH | NWGF | NWGF+GWH | GWH | [7 empty] | NWGF | NWGF+GWH | NWGF | NWGF+GWH | GWH
|  | Number of | Number | Number | % of Total | % of Impacted | --> | --> | --> | --> | --> |  |  | Number of | Number | Number | % of Total | % of Impacted | --> | --> | --> | --> | --> |  |  | Number of | Number | Number | % of Total | % of Impacted | --> | --> | --> | --> | --> |  |  | Number of | Number | Number | % of Total | % of Impacted | --> | --> | --> | --> | --> |  |  | Number of | Number | Number | % of Total | % of Impacted | --> | --> | --> | --> | -->
Level | Description | Buildings | Impacted | Switching | Switching | Swtiching | HP | HP+EWH | EF | EF+EWH | EWH | Level | Description | Buildings | Impacted | Switching | Switching | Swtiching | HP | HP+EWH | EF | EF+EWH | EWH | Level | Description | Buildings | Impacted | Switching | Switching | Swtiching | HP | HP+EWH | EF | EF+EWH | EWH | Level | Description | Buildings | Impacted | Switching | Switching | Swtiching | HP | HP+EWH | EF | EF+EWH | EWH | Level | Description | Buildings | Impacted | Switching | Switching | Swtiching | HP | HP+EWH | EF | EF+EWH | EWH
NWGF | [11 empty] | NWGF | [11 empty] | NWGF | [11 empty] | NWGF | [11 empty] | NWGF
1 | NWGF 90% | [10 empty] | 1 | NWGF 90% | [10 empty] | 1 | NWGF 90% | [10 empty] | 1 | NWGF 90% | [10 empty] | 1 | NWGF 90% | 46 | 10 | 0 | 0% | 0% | 0 | 0 | 0 | 0 | 0
2 | NWGF 92% | 5294 | 1863 | 675 | 12.75% | 36.23% | 207 | 167 | 186 | 114 | 1 | 2 | NWGF 92% | 3773 | 1379 | 416 | 11.03% | 30.17% | 147 | 48 | 178 | 42 | 1 | 2 | NWGF 92% | 1320 | 427 | 259 | 19.62% | 60.66% | 60 | 119 | 8 | 72 | 0 | 2 | NWGF 92% | 148 | 48 | 0 | 0% | 0% | 0 | 0 | 0 | 0 | 0 | 2 | NWGF 92% | 53 | 9 | 0 | 0% | 0% | 0 | 0 | 0 | 0 | 0
3 | NWGF 95% | [10 empty] | 3 | NWGF 95% | [10 empty] | 3 | NWGF 95% | [10 empty] | 3 | NWGF 95% | [10 empty] | 3 | NWGF 95% | 46 | 34 | 0 | 0% | 0% | 0 | 0 | 0 | 0 | 0
4 | NWGF 98% | [10 empty] | 4 | NWGF 98% | [10 empty] | 4 | NWGF 98% | [10 empty] | 4 | NWGF 98% | [10 empty] | 4 | NWGF 98% | 46 | 46 | 0 | 0% | 0% | 0 | 0 | 0 | 0 | 0
Simulation Results Rest of Country | [5 empty] | Scenario 32 | [5 empty] | Residential - Rest of Country - Replacement | [5 empty] | Scenario 32 | [5 empty] | Residential - Rest of Country - New | [5 empty] | Scenario 32 | [5 empty] | Commercial - Rest of Country - Replacement | [5 empty] | Scenario 32 | [5 empty] | Commercial - Rest of Country - New | [5 empty] | Scenario 32
[7 empty] | type of switching | [11 empty] | type of switching | [11 empty] | type of switching | [11 empty] | type of switching | [11 empty] | type of switching
[7 empty] | NWGF | NWGF+GWH | NWGF | NWGF+GWH | GWH | [7 empty] | NWGF | NWGF+GWH | NWGF | NWGF+GWH | GWH | [7 empty] | NWGF | NWGF+GWH | NWGF | NWGF+GWH | GWH | [7 empty] | NWGF | NWGF+GWH | NWGF | NWGF+GWH | GWH | [7 empty] | NWGF | NWGF+GWH | NWGF | NWGF+GWH | GWH
|  | Number of | Number | Number | % of Total | % of Impacted | --> | --> | --> | --> | --> |  |  | Number of | Number | Number | % of Total | % of Impacted | --> | --> | --> | --> | --> |  |  | Number of | Number | Number | % of Total | % of Impacted | --> | --> | --> | --> | --> |  |  | Number of | Number | Number | % of Total | % of Impacted | --> | --> | --> | --> | --> |  |  | Number of | Number | Number | % of Total | % of Impacted | --> | --> | --> | --> | -->
Level | Description | Buildings | Impacted | Switching | Switching | Swtiching | HP | HP+EWH | EF | EF+EWH | EWH | Level | Description | Buildings | Impacted | Switching | Switching | Swtiching | HP | HP+EWH | EF | EF+EWH | EWH | Level | Description | Buildings | Impacted | Switching | Switching | Swtiching | HP | HP+EWH | EF | EF+EWH | EWH | Level | Description | Buildings | Impacted | Switching | Switching | Swtiching | HP | HP+EWH | EF | EF+EWH | EWH | Level | Description | Buildings | Impacted | Switching | Switching | Swtiching | HP | HP+EWH | EF | EF+EWH | EWH
NWGF | [11 empty] | NWGF | [11 empty] | NWGF | [11 empty] | NWGF | [11 empty] | NWGF
1 | NWGF 90% | [10 empty] | 1 | NWGF 90% | [10 empty] | 1 | NWGF 90% | [10 empty] | 1 | NWGF 90% | [10 empty] | 1 | NWGF 90% | 26 | 19 | 0 | 0% | 0% | 0 | 0 | 0 | 0 | 0
2 | NWGF 92% | 4706 | 2824 | 1445 | 30.71% | 51.17% | 756 | 72 | 512 | 55 | 50 | 2 | NWGF 92% | 3477 | 2635 | 1356 | 39% | 51.46% | 712 | 41 | 510 | 43 | 50 | 2 | NWGF 92% | 1125 | 140 | 89 | 7.911% | 63.57% | 44 | 31 | 2 | 12 | 0 | 2 | NWGF 92% | 74 | 46 | 0 | 0% | 0% | 0 | 0 | 0 | 0 | 0 | 2 | NWGF 92% | 30 | 3 | 0 | 0% | 0% | 0 | 0 | 0 | 0 | 0
3 | NWGF 95% | [10 empty] | 3 | NWGF 95% | [10 empty] | 3 | NWGF 95% | [10 empty] | 3 | NWGF 95% | [10 empty] | 3 | NWGF 95% | 26 | 25 | 0 | 0% | 0% | 0 | 0 | 0 | 0 | 0
4 | NWGF 98% | [10 empty] | 4 | NWGF 98% | [10 empty] | 4 | NWGF 98% | [10 empty] | 4 | NWGF 98% | [10 empty] | 4 | NWGF 98% | 26 | 26 | 0 | 0% | 0% | 0 | 0 | 0 | 0 | 0
Simulation Results Senior Only | [5 empty] | Scenario 32 | [5 empty] | Simulation Results Senior Only - North | [5 empty] | Scenario 32 | [5 empty] | Simulation Results Senior Only - Rest of Country | [5 empty] | Scenario 32
[7 empty] | type of switching | [11 empty] | type of switching | [11 empty] | type of switching
[7 empty] | NWGF | NWGF+GWH | NWGF | NWGF+GWH | GWH | [7 empty] | NWGF | NWGF+GWH | NWGF | NWGF+GWH | GWH | [7 empty] | NWGF | NWGF+GWH | NWGF | NWGF+GWH | GWH
|  | Number of | Number | Number | % of Total | % of Impacted | --> | --> | --> | --> | --> |  |  | Number of | Number | Number | % of Total | % of Impacted | --> | --> | --> | --> | --> |  |  | Number of | Number | Number | % of Total | % of Impacted | --> | --> | --> | --> | -->
Level | Description | Buildings | Impacted | Switching | Switching | Swtiching | HP | HP+EWH | EF | EF+EWH | EWH | Level | Description | Buildings | Impacted | Switching | Switching | Swtiching | HP | HP+EWH | EF | EF+EWH | EWH | Level | Description | Buildings | Impacted | Switching | Switching | Swtiching | HP | HP+EWH | EF | EF+EWH | EWH
NWGF | [11 empty] | NWGF | [11 empty] | NWGF
1 | NWGF 90% | [10 empty] | 1 | NWGF 90% | [10 empty] | 1 | NWGF 90%
2 | NWGF 92% | 1430 | 640 | 273 | 19.09% | 42.66% | 122 | 23 | 99 | 19 | 10 | 2 | NWGF 92% | 812 | 272 | 84 | 10.34% | 30.88% | 27 | 14 | 32 | 11 | 0 | 2 | NWGF 92% | 618 | 368 | 189 | 30.58% | 51.36% | 95 | 9 | 67 | 8 | 10
3 | NWGF 95% | [10 empty] | 3 | NWGF 95% | [10 empty] | 3 | NWGF 95%
4 | NWGF 98% | [10 empty] | 4 | NWGF 98% | [10 empty] | 4 | NWGF 98%
Simulation Results Low Income Only | [5 empty] | Scenario 32 | [5 empty] | Simulation Results Low Income Only - North | [5 empty] | Scenario 32 | [5 empty] | Simulation Results Low Income Only - Rest of Country | [5 empty] | Scenario 32
[7 empty] | type of switching | [11 empty] | type of switching | [11 empty] | type of switching
[7 empty] | NWGF | NWGF+GWH | NWGF | NWGF+GWH | GWH | [7 empty] | NWGF | NWGF+GWH | NWGF | NWGF+GWH | GWH | [7 empty] | NWGF | NWGF+GWH | NWGF | NWGF+GWH | GWH
|  | Number of | Number | Number | % of Total | % of Impacted | --> | --> | --> | --> | --> |  |  | Number of | Number | Number | % of Total | % of Impacted | --> | --> | --> | --> | --> |  |  | Number of | Number | Number | % of Total | % of Impacted | --> | --> | --> | --> | -->
Level | Description | Buildings | Impacted | Switching | Switching | Swtiching | HP | HP+EWH | EF | EF+EWH | EWH | Level | Description | Buildings | Impacted | Switching | Switching | Swtiching | HP | HP+EWH | EF | EF+EWH | EWH | Level | Description | Buildings | Impacted | Switching | Switching | Swtiching | HP | HP+EWH | EF | EF+EWH | EWH
NWGF | [11 empty] | NWGF | [11 empty] | NWGF
1 | NWGF 90% | [10 empty] | 1 | NWGF 90% | [10 empty] | 1 | NWGF 90%
2 | NWGF 92% | 835 | 407 | 181 | 21.68% | 44.47% | 83 | 9 | 67 | 19 | 3 | 2 | NWGF 92% | 444 | 143 | 44 | 9.91% | 30.77% | 9 | 6 | 15 | 14 | 0 | 2 | NWGF 92% | 391 | 264 | 137 | 35.04% | 51.89% | 74 | 3 | 52 | 5 | 3
3 | NWGF 95% | [10 empty] | 3 | NWGF 95% | [10 empty] | 3 | NWGF 95%
4 | NWGF 98% | [10 empty] | 4 | NWGF 98% | [10 empty] | 4 | NWGF 98%

## Scenario 33
Simulation Results NATIONAL - 10000 samples | [5 empty] | Scenario 33 | [5 empty] | Residential - Replacement | [5 empty] | Scenario 33 | [5 empty] | Residential - New | [5 empty] | Scenario 33 | [5 empty] | Commercial - Replacement | [5 empty] | Scenario 33 | [5 empty] | Commercial - New | [5 empty] | Scenario 33
[7 empty] | type of switching | [11 empty] | type of switching | [11 empty] | type of switching | [11 empty] | type of switching | [11 empty] | type of switching
[7 empty] | NWGF | NWGF+GWH | NWGF | NWGF+GWH | GWH | [7 empty] | NWGF | NWGF+GWH | NWGF | NWGF+GWH | GWH | [7 empty] | NWGF | NWGF+GWH | NWGF | NWGF+GWH | GWH | [7 empty] | NWGF | NWGF+GWH | NWGF | NWGF+GWH | GWH | [7 empty] | NWGF | NWGF+GWH | NWGF | NWGF+GWH | GWH
|  | Number of | Number | Number | % of Total | % of Impacted | --> | --> | --> | --> | --> |  |  | Number of | Number | Number | % of Total | % of Impacted | --> | --> | --> | --> | --> |  |  | Number of | Number | Number | % of Total | % of Impacted | --> | --> | --> | --> | --> |  |  | Number of | Number | Number | % of Total | % of Impacted | --> | --> | --> | --> | --> |  |  | Number of | Number | Number | % of Total | % of Impacted | --> | --> | --> | --> | -->
Level | Description | Buildings | Impacted | Switching | Switching | Swtiching | HP | HP+EWH | EF | EF+EWH | EWH | Level | Description | Buildings | Impacted | Switching | Switching | Swtiching | HP | HP+EWH | EF | EF+EWH | EWH | Level | Description | Buildings | Impacted | Switching | Switching | Swtiching | HP | HP+EWH | EF | EF+EWH | EWH | Level | Description | Buildings | Impacted | Switching | Switching | Swtiching | HP | HP+EWH | EF | EF+EWH | EWH | Level | Description | Buildings | Impacted | Switching | Switching | Swtiching | HP | HP+EWH | EF | EF+EWH | EWH
NWGF | [11 empty] | NWGF | [11 empty] | NWGF | [11 empty] | NWGF | [11 empty] | NWGF
1 | NWGF 90% | [10 empty] | 1 | NWGF 90% | [10 empty] | 1 | NWGF 90% | [10 empty] | 1 | NWGF 90% | [10 empty] | 1 | NWGF 90% | 72 | 29 | 0 | 0% | 0% | 0 | 0 | 0 | 0 | 0
2 | NWGF 92% | 10000 | 4605 | 2038 | 20.38% | 44.26% | 913 | 221 | 696 | 157 | 51 | 2 | NWGF 92% | 7250 | 3994 | 1752 | 24.17% | 43.87% | 844 | 87 | 686 | 84 | 51 | 2 | NWGF 92% | 2445 | 505 | 286 | 11.7% | 56.63% | 69 | 134 | 10 | 73 | 0 | 2 | NWGF 92% | 222 | 94 | 0 | 0% | 0% | 0 | 0 | 0 | 0 | 0 | 2 | NWGF 92% | 83 | 12 | 0 | 0% | 0% | 0 | 0 | 0 | 0 | 0
3 | NWGF 95% | [10 empty] | 3 | NWGF 95% | [10 empty] | 3 | NWGF 95% | [10 empty] | 3 | NWGF 95% | [10 empty] | 3 | NWGF 95% | 72 | 59 | 0 | 0% | 0% | 0 | 0 | 0 | 0 | 0
4 | NWGF 98% | [10 empty] | 4 | NWGF 98% | [10 empty] | 4 | NWGF 98% | [10 empty] | 4 | NWGF 98% | [10 empty] | 4 | NWGF 98% | 72 | 72 | 0 | 0% | 0% | 0 | 0 | 0 | 0 | 0
Simulation Results NORTH | [5 empty] | Scenario 33 | [5 empty] | Residential - North - Replacement | [5 empty] | Scenario 33 | [5 empty] | Residential - North - New | [5 empty] | Scenario 33 | [5 empty] | Commercial - North - Replacement | [5 empty] | Scenario 33 | [5 empty] | Commercial - North - New | [5 empty] | Scenario 33
[7 empty] | type of switching | [11 empty] | type of switching | [11 empty] | type of switching | [11 empty] | type of switching | [11 empty] | type of switching
[7 empty] | NWGF | NWGF+GWH | NWGF | NWGF+GWH | GWH | [7 empty] | NWGF | NWGF+GWH | NWGF | NWGF+GWH | GWH | [7 empty] | NWGF | NWGF+GWH | NWGF | NWGF+GWH | GWH | [7 empty] | NWGF | NWGF+GWH | NWGF | NWGF+GWH | GWH | [7 empty] | NWGF | NWGF+GWH | NWGF | NWGF+GWH | GWH
|  | Number of | Number | Number | % of Total | % of Impacted | --> | --> | --> | --> | --> |  |  | Number of | Number | Number | % of Total | % of Impacted | --> | --> | --> | --> | --> |  |  | Number of | Number | Number | % of Total | % of Impacted | --> | --> | --> | --> | --> |  |  | Number of | Number | Number | % of Total | % of Impacted | --> | --> | --> | --> | --> |  |  | Number of | Number | Number | % of Total | % of Impacted | --> | --> | --> | --> | -->
Level | Description | Buildings | Impacted | Switching | Switching | Swtiching | HP | HP+EWH | EF | EF+EWH | EWH | Level | Description | Buildings | Impacted | Switching | Switching | Swtiching | HP | HP+EWH | EF | EF+EWH | EWH | Level | Description | Buildings | Impacted | Switching | Switching | Swtiching | HP | HP+EWH | EF | EF+EWH | EWH | Level | Description | Buildings | Impacted | Switching | Switching | Swtiching | HP | HP+EWH | EF | EF+EWH | EWH | Level | Description | Buildings | Impacted | Switching | Switching | Swtiching | HP | HP+EWH | EF | EF+EWH | EWH
NWGF | [11 empty] | NWGF | [11 empty] | NWGF | [11 empty] | NWGF | [11 empty] | NWGF
1 | NWGF 90% | [10 empty] | 1 | NWGF 90% | [10 empty] | 1 | NWGF 90% | [10 empty] | 1 | NWGF 90% | [10 empty] | 1 | NWGF 90% | 46 | 10 | 0 | 0% | 0% | 0 | 0 | 0 | 0 | 0
2 | NWGF 92% | 5294 | 1813 | 625 | 11.81% | 34.47% | 178 | 155 | 186 | 105 | 1 | 2 | NWGF 92% | 3773 | 1369 | 406 | 10.76% | 29.66% | 138 | 47 | 178 | 42 | 1 | 2 | NWGF 92% | 1320 | 387 | 219 | 16.59% | 56.59% | 40 | 108 | 8 | 63 | 0 | 2 | NWGF 92% | 148 | 48 | 0 | 0% | 0% | 0 | 0 | 0 | 0 | 0 | 2 | NWGF 92% | 53 | 9 | 0 | 0% | 0% | 0 | 0 | 0 | 0 | 0
3 | NWGF 95% | [10 empty] | 3 | NWGF 95% | [10 empty] | 3 | NWGF 95% | [10 empty] | 3 | NWGF 95% | [10 empty] | 3 | NWGF 95% | 46 | 34 | 0 | 0% | 0% | 0 | 0 | 0 | 0 | 0
4 | NWGF 98% | [10 empty] | 4 | NWGF 98% | [10 empty] | 4 | NWGF 98% | [10 empty] | 4 | NWGF 98% | [10 empty] | 4 | NWGF 98% | 46 | 46 | 0 | 0% | 0% | 0 | 0 | 0 | 0 | 0
Simulation Results Rest of Country | [5 empty] | Scenario 33 | [5 empty] | Residential - Rest of Country - Replacement | [5 empty] | Scenario 33 | [5 empty] | Residential - Rest of Country - New | [5 empty] | Scenario 33 | [5 empty] | Commercial - Rest of Country - Replacement | [5 empty] | Scenario 33 | [5 empty] | Commercial - Rest of Country - New | [5 empty] | Scenario 33
[7 empty] | type of switching | [11 empty] | type of switching | [11 empty] | type of switching | [11 empty] | type of switching | [11 empty] | type of switching
[7 empty] | NWGF | NWGF+GWH | NWGF | NWGF+GWH | GWH | [7 empty] | NWGF | NWGF+GWH | NWGF | NWGF+GWH | GWH | [7 empty] | NWGF | NWGF+GWH | NWGF | NWGF+GWH | GWH | [7 empty] | NWGF | NWGF+GWH | NWGF | NWGF+GWH | GWH | [7 empty] | NWGF | NWGF+GWH | NWGF | NWGF+GWH | GWH
|  | Number of | Number | Number | % of Total | % of Impacted | --> | --> | --> | --> | --> |  |  | Number of | Number | Number | % of Total | % of Impacted | --> | --> | --> | --> | --> |  |  | Number of | Number | Number | % of Total | % of Impacted | --> | --> | --> | --> | --> |  |  | Number of | Number | Number | % of Total | % of Impacted | --> | --> | --> | --> | --> |  |  | Number of | Number | Number | % of Total | % of Impacted | --> | --> | --> | --> | -->
Level | Description | Buildings | Impacted | Switching | Switching | Swtiching | HP | HP+EWH | EF | EF+EWH | EWH | Level | Description | Buildings | Impacted | Switching | Switching | Swtiching | HP | HP+EWH | EF | EF+EWH | EWH | Level | Description | Buildings | Impacted | Switching | Switching | Swtiching | HP | HP+EWH | EF | EF+EWH | EWH | Level | Description | Buildings | Impacted | Switching | Switching | Swtiching | HP | HP+EWH | EF | EF+EWH | EWH | Level | Description | Buildings | Impacted | Switching | Switching | Swtiching | HP | HP+EWH | EF | EF+EWH | EWH
NWGF | [11 empty] | NWGF | [11 empty] | NWGF | [11 empty] | NWGF | [11 empty] | NWGF
1 | NWGF 90% | [10 empty] | 1 | NWGF 90% | [10 empty] | 1 | NWGF 90% | [10 empty] | 1 | NWGF 90% | [10 empty] | 1 | NWGF 90% | 26 | 19 | 0 | 0% | 0% | 0 | 0 | 0 | 0 | 0
2 | NWGF 92% | 4706 | 2792 | 1413 | 30.03% | 50.61% | 735 | 66 | 510 | 52 | 50 | 2 | NWGF 92% | 3477 | 2625 | 1346 | 38.71% | 51.28% | 706 | 40 | 508 | 42 | 50 | 2 | NWGF 92% | 1125 | 118 | 67 | 5.956% | 56.78% | 29 | 26 | 2 | 10 | 0 | 2 | NWGF 92% | 74 | 46 | 0 | 0% | 0% | 0 | 0 | 0 | 0 | 0 | 2 | NWGF 92% | 30 | 3 | 0 | 0% | 0% | 0 | 0 | 0 | 0 | 0
3 | NWGF 95% | [10 empty] | 3 | NWGF 95% | [10 empty] | 3 | NWGF 95% | [10 empty] | 3 | NWGF 95% | [10 empty] | 3 | NWGF 95% | 26 | 25 | 0 | 0% | 0% | 0 | 0 | 0 | 0 | 0
4 | NWGF 98% | [10 empty] | 4 | NWGF 98% | [10 empty] | 4 | NWGF 98% | [10 empty] | 4 | NWGF 98% | [10 empty] | 4 | NWGF 98% | 26 | 26 | 0 | 0% | 0% | 0 | 0 | 0 | 0 | 0
Simulation Results Senior Only | [5 empty] | Scenario 33 | [5 empty] | Simulation Results Senior Only - North | [5 empty] | Scenario 33 | [5 empty] | Simulation Results Senior Only - Rest of Country | [5 empty] | Scenario 33
[7 empty] | type of switching | [11 empty] | type of switching | [11 empty] | type of switching
[7 empty] | NWGF | NWGF+GWH | NWGF | NWGF+GWH | GWH | [7 empty] | NWGF | NWGF+GWH | NWGF | NWGF+GWH | GWH | [7 empty] | NWGF | NWGF+GWH | NWGF | NWGF+GWH | GWH
|  | Number of | Number | Number | % of Total | % of Impacted | --> | --> | --> | --> | --> |  |  | Number of | Number | Number | % of Total | % of Impacted | --> | --> | --> | --> | --> |  |  | Number of | Number | Number | % of Total | % of Impacted | --> | --> | --> | --> | -->
Level | Description | Buildings | Impacted | Switching | Switching | Swtiching | HP | HP+EWH | EF | EF+EWH | EWH | Level | Description | Buildings | Impacted | Switching | Switching | Swtiching | HP | HP+EWH | EF | EF+EWH | EWH | Level | Description | Buildings | Impacted | Switching | Switching | Swtiching | HP | HP+EWH | EF | EF+EWH | EWH
NWGF | [11 empty] | NWGF | [11 empty] | NWGF
1 | NWGF 90% | [10 empty] | 1 | NWGF 90% | [10 empty] | 1 | NWGF 90%
2 | NWGF 92% | 1430 | 631 | 264 | 18.46% | 41.84% | 116 | 21 | 99 | 18 | 10 | 2 | NWGF 92% | 812 | 270 | 82 | 10.1% | 30.37% | 26 | 14 | 32 | 10 | 0 | 2 | NWGF 92% | 618 | 361 | 182 | 29.45% | 50.42% | 90 | 7 | 67 | 8 | 10
3 | NWGF 95% | [10 empty] | 3 | NWGF 95% | [10 empty] | 3 | NWGF 95%
4 | NWGF 98% | [10 empty] | 4 | NWGF 98% | [10 empty] | 4 | NWGF 98%
Simulation Results Low Income Only | [5 empty] | Scenario 33 | [5 empty] | Simulation Results Low Income Only - North | [5 empty] | Scenario 33 | [5 empty] | Simulation Results Low Income Only - Rest of Country | [5 empty] | Scenario 33
[7 empty] | type of switching | [11 empty] | type of switching | [11 empty] | type of switching
[7 empty] | NWGF | NWGF+GWH | NWGF | NWGF+GWH | GWH | [7 empty] | NWGF | NWGF+GWH | NWGF | NWGF+GWH | GWH | [7 empty] | NWGF | NWGF+GWH | NWGF | NWGF+GWH | GWH
|  | Number of | Number | Number | % of Total | % of Impacted | --> | --> | --> | --> | --> |  |  | Number of | Number | Number | % of Total | % of Impacted | --> | --> | --> | --> | --> |  |  | Number of | Number | Number | % of Total | % of Impacted | --> | --> | --> | --> | -->
Level | Description | Buildings | Impacted | Switching | Switching | Swtiching | HP | HP+EWH | EF | EF+EWH | EWH | Level | Description | Buildings | Impacted | Switching | Switching | Swtiching | HP | HP+EWH | EF | EF+EWH | EWH | Level | Description | Buildings | Impacted | Switching | Switching | Swtiching | HP | HP+EWH | EF | EF+EWH | EWH
NWGF | [11 empty] | NWGF | [11 empty] | NWGF
1 | NWGF 90% | [10 empty] | 1 | NWGF 90% | [10 empty] | 1 | NWGF 90%
2 | NWGF 92% | 835 | 405 | 179 | 21.44% | 44.2% | 81 | 9 | 67 | 19 | 3 | 2 | NWGF 92% | 444 | 142 | 43 | 9.685% | 30.28% | 8 | 6 | 15 | 14 | 0 | 2 | NWGF 92% | 391 | 263 | 136 | 34.78% | 51.71% | 73 | 3 | 52 | 5 | 3
3 | NWGF 95% | [10 empty] | 3 | NWGF 95% | [10 empty] | 3 | NWGF 95%
4 | NWGF 98% | [10 empty] | 4 | NWGF 98% | [10 empty] | 4 | NWGF 98%

## Scenario 36
Simulation Results NATIONAL - 10000 samples | [5 empty] | Scenario 36 | [5 empty] | Residential - Replacement | [5 empty] | Scenario 36 | [5 empty] | Residential - New | [5 empty] | Scenario 36 | [5 empty] | Commercial - Replacement | [5 empty] | Scenario 36 | [5 empty] | Commercial - New | [5 empty] | Scenario 36
[7 empty] | type of switching | [11 empty] | type of switching | [11 empty] | type of switching | [11 empty] | type of switching | [11 empty] | type of switching
[7 empty] | NWGF | NWGF+GWH | NWGF | NWGF+GWH | GWH | [7 empty] | NWGF | NWGF+GWH | NWGF | NWGF+GWH | GWH | [7 empty] | NWGF | NWGF+GWH | NWGF | NWGF+GWH | GWH | [7 empty] | NWGF | NWGF+GWH | NWGF | NWGF+GWH | GWH | [7 empty] | NWGF | NWGF+GWH | NWGF | NWGF+GWH | GWH
|  | Number of | Number | Number | % of Total | % of Impacted | --> | --> | --> | --> | --> |  |  | Number of | Number | Number | % of Total | % of Impacted | --> | --> | --> | --> | --> |  |  | Number of | Number | Number | % of Total | % of Impacted | --> | --> | --> | --> | --> |  |  | Number of | Number | Number | % of Total | % of Impacted | --> | --> | --> | --> | --> |  |  | Number of | Number | Number | % of Total | % of Impacted | --> | --> | --> | --> | -->
Level | Description | Buildings | Impacted | Switching | Switching | Swtiching | HP | HP+EWH | EF | EF+EWH | EWH | Level | Description | Buildings | Impacted | Switching | Switching | Swtiching | HP | HP+EWH | EF | EF+EWH | EWH | Level | Description | Buildings | Impacted | Switching | Switching | Swtiching | HP | HP+EWH | EF | EF+EWH | EWH | Level | Description | Buildings | Impacted | Switching | Switching | Swtiching | HP | HP+EWH | EF | EF+EWH | EWH | Level | Description | Buildings | Impacted | Switching | Switching | Swtiching | HP | HP+EWH | EF | EF+EWH | EWH
NWGF | [11 empty] | NWGF | [11 empty] | NWGF | [11 empty] | NWGF | [11 empty] | NWGF
1 | NWGF 90% | [10 empty] | 1 | NWGF 90% | [10 empty] | 1 | NWGF 90% | [10 empty] | 1 | NWGF 90% | [10 empty] | 1 | NWGF 90% | 72 | 29 | 0 | 0% | 0% | 0 | 0 | 0 | 0 | 0
2 | NWGF 92% | 10000 | 4102 | 1029 | 10.29% | 25.09% | 764 | 108 | 128 | 18 | 11 | 2 | NWGF 92% | 7241 | 3441 | 913 | 12.61% | 26.53% | 714 | 48 | 123 | 17 | 11 | 2 | NWGF 92% | 2476 | 556 | 116 | 4.685% | 20.86% | 50 | 60 | 5 | 1 | 0 | 2 | NWGF 92% | 211 | 95 | 0 | 0% | 0% | 0 | 0 | 0 | 0 | 0 | 2 | NWGF 92% | 72 | 10 | 0 | 0% | 0% | 0 | 0 | 0 | 0 | 0
3 | NWGF 95% | [10 empty] | 3 | NWGF 95% | [10 empty] | 3 | NWGF 95% | [10 empty] | 3 | NWGF 95% | [10 empty] | 3 | NWGF 95% | 72 | 59 | 0 | 0% | 0% | 0 | 0 | 0 | 0 | 0
4 | NWGF 98% | [10 empty] | 4 | NWGF 98% | [10 empty] | 4 | NWGF 98% | [10 empty] | 4 | NWGF 98% | [10 empty] | 4 | NWGF 98% | 72 | 72 | 0 | 0% | 0% | 0 | 0 | 0 | 0 | 0
Simulation Results NORTH | [5 empty] | Scenario 36 | [5 empty] | Residential - North - Replacement | [5 empty] | Scenario 36 | [5 empty] | Residential - North - New | [5 empty] | Scenario 36 | [5 empty] | Commercial - North - Replacement | [5 empty] | Scenario 36 | [5 empty] | Commercial - North - New | [5 empty] | Scenario 36
[7 empty] | type of switching | [11 empty] | type of switching | [11 empty] | type of switching | [11 empty] | type of switching | [11 empty] | type of switching
[7 empty] | NWGF | NWGF+GWH | NWGF | NWGF+GWH | GWH | [7 empty] | NWGF | NWGF+GWH | NWGF | NWGF+GWH | GWH | [7 empty] | NWGF | NWGF+GWH | NWGF | NWGF+GWH | GWH | [7 empty] | NWGF | NWGF+GWH | NWGF | NWGF+GWH | GWH | [7 empty] | NWGF | NWGF+GWH | NWGF | NWGF+GWH | GWH
|  | Number of | Number | Number | % of Total | % of Impacted | --> | --> | --> | --> | --> |  |  | Number of | Number | Number | % of Total | % of Impacted | --> | --> | --> | --> | --> |  |  | Number of | Number | Number | % of Total | % of Impacted | --> | --> | --> | --> | --> |  |  | Number of | Number | Number | % of Total | % of Impacted | --> | --> | --> | --> | --> |  |  | Number of | Number | Number | % of Total | % of Impacted | --> | --> | --> | --> | -->
Level | Description | Buildings | Impacted | Switching | Switching | Swtiching | HP | HP+EWH | EF | EF+EWH | EWH | Level | Description | Buildings | Impacted | Switching | Switching | Swtiching | HP | HP+EWH | EF | EF+EWH | EWH | Level | Description | Buildings | Impacted | Switching | Switching | Swtiching | HP | HP+EWH | EF | EF+EWH | EWH | Level | Description | Buildings | Impacted | Switching | Switching | Swtiching | HP | HP+EWH | EF | EF+EWH | EWH | Level | Description | Buildings | Impacted | Switching | Switching | Swtiching | HP | HP+EWH | EF | EF+EWH | EWH
NWGF | [11 empty] | NWGF | [11 empty] | NWGF | [11 empty] | NWGF | [11 empty] | NWGF
1 | NWGF 90% | [10 empty] | 1 | NWGF 90% | [10 empty] | 1 | NWGF 90% | [10 empty] | 1 | NWGF 90% | [10 empty] | 1 | NWGF 90% | 46 | 10 | 0 | 0% | 0% | 0 | 0 | 0 | 0 | 0
2 | NWGF 92% | 5299 | 1522 | 217 | 4.095% | 14.26% | 118 | 71 | 22 | 6 | 0 | 2 | NWGF 92% | 3779 | 1061 | 134 | 3.546% | 12.63% | 91 | 19 | 18 | 6 | 0 | 2 | NWGF 92% | 1341 | 418 | 83 | 6.189% | 19.86% | 27 | 52 | 4 | 0 | 0 | 2 | NWGF 92% | 133 | 33 | 0 | 0% | 0% | 0 | 0 | 0 | 0 | 0 | 2 | NWGF 92% | 46 | 10 | 0 | 0% | 0% | 0 | 0 | 0 | 0 | 0
3 | NWGF 95% | [10 empty] | 3 | NWGF 95% | [10 empty] | 3 | NWGF 95% | [10 empty] | 3 | NWGF 95% | [10 empty] | 3 | NWGF 95% | 46 | 34 | 0 | 0% | 0% | 0 | 0 | 0 | 0 | 0
4 | NWGF 98% | [10 empty] | 4 | NWGF 98% | [10 empty] | 4 | NWGF 98% | [10 empty] | 4 | NWGF 98% | [10 empty] | 4 | NWGF 98% | 46 | 46 | 0 | 0% | 0% | 0 | 0 | 0 | 0 | 0
Simulation Results Rest of Country | [5 empty] | Scenario 36 | [5 empty] | Residential - Rest of Country - Replacement | [5 empty] | Scenario 36 | [5 empty] | Residential - Rest of Country - New | [5 empty] | Scenario 36 | [5 empty] | Commercial - Rest of Country - Replacement | [5 empty] | Scenario 36 | [5 empty] | Commercial - Rest of Country - New | [5 empty] | Scenario 36
[7 empty] | type of switching | [11 empty] | type of switching | [11 empty] | type of switching | [11 empty] | type of switching | [11 empty] | type of switching
[7 empty] | NWGF | NWGF+GWH | NWGF | NWGF+GWH | GWH | [7 empty] | NWGF | NWGF+GWH | NWGF | NWGF+GWH | GWH | [7 empty] | NWGF | NWGF+GWH | NWGF | NWGF+GWH | GWH | [7 empty] | NWGF | NWGF+GWH | NWGF | NWGF+GWH | GWH | [7 empty] | NWGF | NWGF+GWH | NWGF | NWGF+GWH | GWH
|  | Number of | Number | Number | % of Total | % of Impacted | --> | --> | --> | --> | --> |  |  | Number of | Number | Number | % of Total | % of Impacted | --> | --> | --> | --> | --> |  |  | Number of | Number | Number | % of Total | % of Impacted | --> | --> | --> | --> | --> |  |  | Number of | Number | Number | % of Total | % of Impacted | --> | --> | --> | --> | --> |  |  | Number of | Number | Number | % of Total | % of Impacted | --> | --> | --> | --> | -->
Level | Description | Buildings | Impacted | Switching | Switching | Swtiching | HP | HP+EWH | EF | EF+EWH | EWH | Level | Description | Buildings | Impacted | Switching | Switching | Swtiching | HP | HP+EWH | EF | EF+EWH | EWH | Level | Description | Buildings | Impacted | Switching | Switching | Swtiching | HP | HP+EWH | EF | EF+EWH | EWH | Level | Description | Buildings | Impacted | Switching | Switching | Swtiching | HP | HP+EWH | EF | EF+EWH | EWH | Level | Description | Buildings | Impacted | Switching | Switching | Swtiching | HP | HP+EWH | EF | EF+EWH | EWH
NWGF | [11 empty] | NWGF | [11 empty] | NWGF | [11 empty] | NWGF | [11 empty] | NWGF
1 | NWGF 90% | [10 empty] | 1 | NWGF 90% | [10 empty] | 1 | NWGF 90% | [10 empty] | 1 | NWGF 90% | [10 empty] | 1 | NWGF 90% | 26 | 19 | 0 | 0% | 0% | 0 | 0 | 0 | 0 | 0
2 | NWGF 92% | 4701 | 2580 | 812 | 17.27% | 31.47% | 646 | 37 | 106 | 12 | 11 | 2 | NWGF 92% | 3462 | 2380 | 779 | 22.5% | 32.73% | 623 | 29 | 105 | 11 | 11 | 2 | NWGF 92% | 1135 | 138 | 33 | 2.907% | 23.91% | 23 | 8 | 1 | 1 | 0 | 2 | NWGF 92% | 78 | 62 | 0 | 0% | 0% | 0 | 0 | 0 | 0 | 0 | 2 | NWGF 92% | 26 | 0 | 0 | 0% | #DIV/0! | 0 | 0 | 0 | 0 | 0
3 | NWGF 95% | [10 empty] | 3 | NWGF 95% | [10 empty] | 3 | NWGF 95% | [10 empty] | 3 | NWGF 95% | [10 empty] | 3 | NWGF 95% | 26 | 25 | 0 | 0% | 0% | 0 | 0 | 0 | 0 | 0
4 | NWGF 98% | [10 empty] | 4 | NWGF 98% | [10 empty] | 4 | NWGF 98% | [10 empty] | 4 | NWGF 98% | [10 empty] | 4 | NWGF 98% | 26 | 26 | 0 | 0% | 0% | 0 | 0 | 0 | 0 | 0
Simulation Results Senior Only | [5 empty] | Scenario 36 | [5 empty] | Simulation Results Senior Only - North | [5 empty] | Scenario 36 | [5 empty] | Simulation Results Senior Only - Rest of Country | [5 empty] | Scenario 36
[7 empty] | type of switching | [11 empty] | type of switching | [11 empty] | type of switching
[7 empty] | NWGF | NWGF+GWH | NWGF | NWGF+GWH | GWH | [7 empty] | NWGF | NWGF+GWH | NWGF | NWGF+GWH | GWH | [7 empty] | NWGF | NWGF+GWH | NWGF | NWGF+GWH | GWH
|  | Number of | Number | Number | % of Total | % of Impacted | --> | --> | --> | --> | --> |  |  | Number of | Number | Number | % of Total | % of Impacted | --> | --> | --> | --> | --> |  |  | Number of | Number | Number | % of Total | % of Impacted | --> | --> | --> | --> | -->
Level | Description | Buildings | Impacted | Switching | Switching | Swtiching | HP | HP+EWH | EF | EF+EWH | EWH | Level | Description | Buildings | Impacted | Switching | Switching | Swtiching | HP | HP+EWH | EF | EF+EWH | EWH | Level | Description | Buildings | Impacted | Switching | Switching | Swtiching | HP | HP+EWH | EF | EF+EWH | EWH
NWGF | [11 empty] | NWGF | [11 empty] | NWGF
1 | NWGF 90% | [10 empty] | 1 | NWGF 90% | [10 empty] | 1 | NWGF 90%
2 | NWGF 92% | 1455 | 532 | 147 | 10.1% | 27.63% | 103 | 12 | 30 | 1 | 1 | 2 | NWGF 92% | 794 | 180 | 30 | 3.778% | 16.67% | 15 | 7 | 8 | 0 | 0 | 2 | NWGF 92% | 661 | 352 | 117 | 17.7% | 33.24% | 88 | 5 | 22 | 1 | 1
3 | NWGF 95% | [10 empty] | 3 | NWGF 95% | [10 empty] | 3 | NWGF 95%
4 | NWGF 98% | [10 empty] | 4 | NWGF 98% | [10 empty] | 4 | NWGF 98%
Simulation Results Low Income Only | [5 empty] | Scenario 36 | [5 empty] | Simulation Results Low Income Only - North | [5 empty] | Scenario 36 | [5 empty] | Simulation Results Low Income Only - Rest of Country | [5 empty] | Scenario 36
[7 empty] | type of switching | [11 empty] | type of switching | [11 empty] | type of switching
[7 empty] | NWGF | NWGF+GWH | NWGF | NWGF+GWH | GWH | [7 empty] | NWGF | NWGF+GWH | NWGF | NWGF+GWH | GWH | [7 empty] | NWGF | NWGF+GWH | NWGF | NWGF+GWH | GWH
|  | Number of | Number | Number | % of Total | % of Impacted | --> | --> | --> | --> | --> |  |  | Number of | Number | Number | % of Total | % of Impacted | --> | --> | --> | --> | --> |  |  | Number of | Number | Number | % of Total | % of Impacted | --> | --> | --> | --> | -->
Level | Description | Buildings | Impacted | Switching | Switching | Swtiching | HP | HP+EWH | EF | EF+EWH | EWH | Level | Description | Buildings | Impacted | Switching | Switching | Swtiching | HP | HP+EWH | EF | EF+EWH | EWH | Level | Description | Buildings | Impacted | Switching | Switching | Swtiching | HP | HP+EWH | EF | EF+EWH | EWH
NWGF | [11 empty] | NWGF | [11 empty] | NWGF
1 | NWGF 90% | [10 empty] | 1 | NWGF 90% | [10 empty] | 1 | NWGF 90%
2 | NWGF 92% | 815 | 346 | 98 | 12.02% | 28.32% | 77 | 3 | 16 | 2 | 0 | 2 | NWGF 92% | 441 | 102 | 7 | 1.587% | 6.863% | 6 | 0 | 1 | 0 | 0 | 2 | NWGF 92% | 374 | 244 | 91 | 24.33% | 37.3% | 71 | 3 | 15 | 2 | 0
3 | NWGF 95% | [10 empty] | 3 | NWGF 95% | [10 empty] | 3 | NWGF 95%
4 | NWGF 98% | [10 empty] | 4 | NWGF 98% | [10 empty] | 4 | NWGF 98%

## Scenario F1
Simulation Results NATIONAL - 10000 samples | [5 empty] | Scenario F1 | [5 empty] | Residential - Replacement | [5 empty] | Scenario F1 | [5 empty] | Residential - New | [5 empty] | Scenario F1 | [5 empty] | Commercial - Replacement | [5 empty] | Scenario F1 | [5 empty] | Commercial - New | [5 empty] | Scenario F1
[7 empty] | type of switching | [11 empty] | type of switching | [11 empty] | type of switching | [11 empty] | type of switching | [11 empty] | type of switching
[7 empty] | NWGF | NWGF+GWH | NWGF | NWGF+GWH | GWH | [7 empty] | NWGF | NWGF+GWH | NWGF | NWGF+GWH | GWH | [7 empty] | NWGF | NWGF+GWH | NWGF | NWGF+GWH | GWH | [7 empty] | NWGF | NWGF+GWH | NWGF | NWGF+GWH | GWH | [7 empty] | NWGF | NWGF+GWH | NWGF | NWGF+GWH | GWH
|  | Number of | Number | Number | % of Total | % of Impacted | --> | --> | --> | --> | --> |  |  | Number of | Number | Number | % of Total | % of Impacted | --> | --> | --> | --> | --> |  |  | Number of | Number | Number | % of Total | % of Impacted | --> | --> | --> | --> | --> |  |  | Number of | Number | Number | % of Total | % of Impacted | --> | --> | --> | --> | --> |  |  | Number of | Number | Number | % of Total | % of Impacted | --> | --> | --> | --> | -->
Level | Description | Buildings | Impacted | Switching | Switching | Swtiching | HP | HP+EWH | EF | EF+EWH | EWH | Level | Description | Buildings | Impacted | Switching | Switching | Swtiching | HP | HP+EWH | EF | EF+EWH | EWH | Level | Description | Buildings | Impacted | Switching | Switching | Swtiching | HP | HP+EWH | EF | EF+EWH | EWH | Level | Description | Buildings | Impacted | Switching | Switching | Swtiching | HP | HP+EWH | EF | EF+EWH | EWH | Level | Description | Buildings | Impacted | Switching | Switching | Swtiching | HP | HP+EWH | EF | EF+EWH | EWH
NWGF | [11 empty] | NWGF | [11 empty] | NWGF | [11 empty] | NWGF | [11 empty] | NWGF
1 | NWGF 90% | [10 empty] | 1 | NWGF 90% | [10 empty] | 1 | NWGF 90% | [10 empty] | 1 | NWGF 90% | [10 empty] | 1 | NWGF 90% | 72 | 29 | 0 | 0% | 0% | 0 | 0 | 0 | 0 | 0
2 | NWGF 92% | 10000 | 5247 | 1168 | 11.68% | 22.26% | 864 | 117 | 145 | 32 | 10 | 2 | NWGF 92% | 7241 | 3760 | 825 | 11.39% | 21.94% | 629 | 40 | 127 | 21 | 8 | 2 | NWGF 92% | 2476 | 1345 | 343 | 13.85% | 25.5% | 235 | 77 | 18 | 11 | 2 | 2 | NWGF 92% | 211 | 108 | 0 | 0% | 0% | 0 | 0 | 0 | 0 | 0 | 2 | NWGF 92% | 72 | 34 | 0 | 0% | 0% | 0 | 0 | 0 | 0 | 0
3 | NWGF 95% | [10 empty] | 3 | NWGF 95% | [10 empty] | 3 | NWGF 95% | [10 empty] | 3 | NWGF 95% | [10 empty] | 3 | NWGF 95% | 72 | 59 | 0 | 0% | 0% | 0 | 0 | 0 | 0 | 0
4 | NWGF 98% | [10 empty] | 4 | NWGF 98% | [10 empty] | 4 | NWGF 98% | [10 empty] | 4 | NWGF 98% | [10 empty] | 4 | NWGF 98% | 72 | 72 | 0 | 0% | 0% | 0 | 0 | 0 | 0 | 0
Simulation Results NORTH | [5 empty] | Scenario F1 | [5 empty] | Residential - North - Replacement | [5 empty] | Scenario F1 | [5 empty] | Residential - North - New | [5 empty] | Scenario F1 | [5 empty] | Commercial - North - Replacement | [5 empty] | Scenario F1 | [5 empty] | Commercial - North - New | [5 empty] | Scenario F1
[7 empty] | type of switching | [11 empty] | type of switching | [11 empty] | type of switching | [11 empty] | type of switching | [11 empty] | type of switching
[7 empty] | NWGF | NWGF+GWH | NWGF | NWGF+GWH | GWH | [7 empty] | NWGF | NWGF+GWH | NWGF | NWGF+GWH | GWH | [7 empty] | NWGF | NWGF+GWH | NWGF | NWGF+GWH | GWH | [7 empty] | NWGF | NWGF+GWH | NWGF | NWGF+GWH | GWH | [7 empty] | NWGF | NWGF+GWH | NWGF | NWGF+GWH | GWH
|  | Number of | Number | Number | % of Total | % of Impacted | --> | --> | --> | --> | --> |  |  | Number of | Number | Number | % of Total | % of Impacted | --> | --> | --> | --> | --> |  |  | Number of | Number | Number | % of Total | % of Impacted | --> | --> | --> | --> | --> |  |  | Number of | Number | Number | % of Total | % of Impacted | --> | --> | --> | --> | --> |  |  | Number of | Number | Number | % of Total | % of Impacted | --> | --> | --> | --> | -->
Level | Description | Buildings | Impacted | Switching | Switching | Swtiching | HP | HP+EWH | EF | EF+EWH | EWH | Level | Description | Buildings | Impacted | Switching | Switching | Swtiching | HP | HP+EWH | EF | EF+EWH | EWH | Level | Description | Buildings | Impacted | Switching | Switching | Swtiching | HP | HP+EWH | EF | EF+EWH | EWH | Level | Description | Buildings | Impacted | Switching | Switching | Swtiching | HP | HP+EWH | EF | EF+EWH | EWH | Level | Description | Buildings | Impacted | Switching | Switching | Swtiching | HP | HP+EWH | EF | EF+EWH | EWH
NWGF | [11 empty] | NWGF | [11 empty] | NWGF | [11 empty] | NWGF | [11 empty] | NWGF
1 | NWGF 90% | [10 empty] | 1 | NWGF 90% | [10 empty] | 1 | NWGF 90% | [10 empty] | 1 | NWGF 90% | [10 empty] | 1 | NWGF 90% | 46 | 10 | 0 | 0% | 0% | 0 | 0 | 0 | 0 | 0
2 | NWGF 92% | 5299 | 1788 | 172 | 3.246% | 9.62% | 106 | 29 | 23 | 12 | 2 | 2 | NWGF 92% | 3779 | 1179 | 100 | 2.646% | 8.482% | 65 | 8 | 20 | 7 | 0 | 2 | NWGF 92% | 1341 | 539 | 72 | 5.369% | 13.36% | 41 | 21 | 3 | 5 | 2 | 2 | NWGF 92% | 133 | 56 | 0 | 0% | 0% | 0 | 0 | 0 | 0 | 0 | 2 | NWGF 92% | 46 | 14 | 0 | 0% | 0% | 0 | 0 | 0 | 0 | 0
3 | NWGF 95% | [10 empty] | 3 | NWGF 95% | [10 empty] | 3 | NWGF 95% | [10 empty] | 3 | NWGF 95% | [10 empty] | 3 | NWGF 95% | 46 | 34 | 0 | 0% | 0% | 0 | 0 | 0 | 0 | 0
4 | NWGF 98% | [10 empty] | 4 | NWGF 98% | [10 empty] | 4 | NWGF 98% | [10 empty] | 4 | NWGF 98% | [10 empty] | 4 | NWGF 98% | 46 | 46 | 0 | 0% | 0% | 0 | 0 | 0 | 0 | 0
Simulation Results Rest of Country | [5 empty] | Scenario F1 | [5 empty] | Residential - Rest of Country - Replacement | [5 empty] | Scenario F1 | [5 empty] | Residential - Rest of Country - New | [5 empty] | Scenario F1 | [5 empty] | Commercial - Rest of Country - Replacement | [5 empty] | Scenario F1 | [5 empty] | Commercial - Rest of Country - New | [5 empty] | Scenario F1
[7 empty] | type of switching | [11 empty] | type of switching | [11 empty] | type of switching | [11 empty] | type of switching | [11 empty] | type of switching
[7 empty] | NWGF | NWGF+GWH | NWGF | NWGF+GWH | GWH | [7 empty] | NWGF | NWGF+GWH | NWGF | NWGF+GWH | GWH | [7 empty] | NWGF | NWGF+GWH | NWGF | NWGF+GWH | GWH | [7 empty] | NWGF | NWGF+GWH | NWGF | NWGF+GWH | GWH | [7 empty] | NWGF | NWGF+GWH | NWGF | NWGF+GWH | GWH
|  | Number of | Number | Number | % of Total | % of Impacted | --> | --> | --> | --> | --> |  |  | Number of | Number | Number | % of Total | % of Impacted | --> | --> | --> | --> | --> |  |  | Number of | Number | Number | % of Total | % of Impacted | --> | --> | --> | --> | --> |  |  | Number of | Number | Number | % of Total | % of Impacted | --> | --> | --> | --> | --> |  |  | Number of | Number | Number | % of Total | % of Impacted | --> | --> | --> | --> | -->
Level | Description | Buildings | Impacted | Switching | Switching | Swtiching | HP | HP+EWH | EF | EF+EWH | EWH | Level | Description | Buildings | Impacted | Switching | Switching | Swtiching | HP | HP+EWH | EF | EF+EWH | EWH | Level | Description | Buildings | Impacted | Switching | Switching | Swtiching | HP | HP+EWH | EF | EF+EWH | EWH | Level | Description | Buildings | Impacted | Switching | Switching | Swtiching | HP | HP+EWH | EF | EF+EWH | EWH | Level | Description | Buildings | Impacted | Switching | Switching | Swtiching | HP | HP+EWH | EF | EF+EWH | EWH
NWGF | [11 empty] | NWGF | [11 empty] | NWGF | [11 empty] | NWGF | [11 empty] | NWGF
1 | NWGF 90% | [10 empty] | 1 | NWGF 90% | [10 empty] | 1 | NWGF 90% | [10 empty] | 1 | NWGF 90% | [10 empty] | 1 | NWGF 90% | 26 | 19 | 0 | 0% | 0% | 0 | 0 | 0 | 0 | 0
2 | NWGF 92% | 4701 | 3459 | 996 | 21.19% | 28.79% | 758 | 88 | 122 | 20 | 8 | 2 | NWGF 92% | 3462 | 2581 | 725 | 20.94% | 28.09% | 564 | 32 | 107 | 14 | 8 | 2 | NWGF 92% | 1135 | 806 | 271 | 23.88% | 33.62% | 194 | 56 | 15 | 6 | 0 | 2 | NWGF 92% | 78 | 52 | 0 | 0% | 0% | 0 | 0 | 0 | 0 | 0 | 2 | NWGF 92% | 26 | 20 | 0 | 0% | 0% | 0 | 0 | 0 | 0 | 0
3 | NWGF 95% | [10 empty] | 3 | NWGF 95% | [10 empty] | 3 | NWGF 95% | [10 empty] | 3 | NWGF 95% | [10 empty] | 3 | NWGF 95% | 26 | 25 | 0 | 0% | 0% | 0 | 0 | 0 | 0 | 0
4 | NWGF 98% | [10 empty] | 4 | NWGF 98% | [10 empty] | 4 | NWGF 98% | [10 empty] | 4 | NWGF 98% | [10 empty] | 4 | NWGF 98% | 26 | 26 | 0 | 0% | 0% | 0 | 0 | 0 | 0 | 0
Simulation Results Senior Only | [5 empty] | Scenario F1 | [5 empty] | Simulation Results Senior Only - North | [5 empty] | Scenario F1 | [5 empty] | Simulation Results Senior Only - Rest of Country | [5 empty] | Scenario F1
[7 empty] | type of switching | [11 empty] | type of switching | [11 empty] | type of switching
[7 empty] | NWGF | NWGF+GWH | NWGF | NWGF+GWH | GWH | [7 empty] | NWGF | NWGF+GWH | NWGF | NWGF+GWH | GWH | [7 empty] | NWGF | NWGF+GWH | NWGF | NWGF+GWH | GWH
|  | Number of | Number | Number | % of Total | % of Impacted | --> | --> | --> | --> | --> |  |  | Number of | Number | Number | % of Total | % of Impacted | --> | --> | --> | --> | --> |  |  | Number of | Number | Number | % of Total | % of Impacted | --> | --> | --> | --> | -->
Level | Description | Buildings | Impacted | Switching | Switching | Swtiching | HP | HP+EWH | EF | EF+EWH | EWH | Level | Description | Buildings | Impacted | Switching | Switching | Swtiching | HP | HP+EWH | EF | EF+EWH | EWH | Level | Description | Buildings | Impacted | Switching | Switching | Swtiching | HP | HP+EWH | EF | EF+EWH | EWH
NWGF | [11 empty] | NWGF | [11 empty] | NWGF
1 | NWGF 90% | [10 empty] | 1 | NWGF 90% | [10 empty] | 1 | NWGF 90%
2 | NWGF 92% | 1455 | 706 | 157 | 10.79% | 22.24% | 111 | 17 | 21 | 5 | 3 | 2 | NWGF 92% | 794 | 233 | 29 | 3.652% | 12.45% | 20 | 2 | 5 | 1 | 1 | 2 | NWGF 92% | 661 | 473 | 128 | 19.36% | 27.06% | 91 | 15 | 16 | 4 | 2
3 | NWGF 95% | [10 empty] | 3 | NWGF 95% | [10 empty] | 3 | NWGF 95%
4 | NWGF 98% | [10 empty] | 4 | NWGF 98% | [10 empty] | 4 | NWGF 98%
Simulation Results Low Income Only | [5 empty] | Scenario F1 | [5 empty] | Simulation Results Low Income Only - North | [5 empty] | Scenario F1 | [5 empty] | Simulation Results Low Income Only - Rest of Country | [5 empty] | Scenario F1
[7 empty] | type of switching | [11 empty] | type of switching | [11 empty] | type of switching
[7 empty] | NWGF | NWGF+GWH | NWGF | NWGF+GWH | GWH | [7 empty] | NWGF | NWGF+GWH | NWGF | NWGF+GWH | GWH | [7 empty] | NWGF | NWGF+GWH | NWGF | NWGF+GWH | GWH
|  | Number of | Number | Number | % of Total | % of Impacted | --> | --> | --> | --> | --> |  |  | Number of | Number | Number | % of Total | % of Impacted | --> | --> | --> | --> | --> |  |  | Number of | Number | Number | % of Total | % of Impacted | --> | --> | --> | --> | -->
Level | Description | Buildings | Impacted | Switching | Switching | Swtiching | HP | HP+EWH | EF | EF+EWH | EWH | Level | Description | Buildings | Impacted | Switching | Switching | Swtiching | HP | HP+EWH | EF | EF+EWH | EWH | Level | Description | Buildings | Impacted | Switching | Switching | Swtiching | HP | HP+EWH | EF | EF+EWH | EWH
NWGF | [11 empty] | NWGF | [11 empty] | NWGF
1 | NWGF 90% | [10 empty] | 1 | NWGF 90% | [10 empty] | 1 | NWGF 90%
2 | NWGF 92% | 815 | 431 | 85 | 10.43% | 19.72% | 70 | 5 | 8 | 1 | 1 | 2 | NWGF 92% | 441 | 137 | 6 | 1.361% | 4.38% | 5 | 0 | 0 | 0 | 1 | 2 | NWGF 92% | 374 | 294 | 79 | 21.12% | 26.87% | 65 | 5 | 8 | 1 | 0
3 | NWGF 95% | [10 empty] | 3 | NWGF 95% | [10 empty] | 3 | NWGF 95%
4 | NWGF 98% | [10 empty] | 4 | NWGF 98% | [10 empty] | 4 | NWGF 98%

## Scenario I2, I6
Simulation Results NATIONAL - 10000 samples | [5 empty] | Scenario I2, I6 | [5 empty] | Residential - Replacement | [5 empty] | Scenario I2, I6 | [5 empty] | Residential - New | [5 empty] | Scenario I2, I6 | [5 empty] | Commercial - Replacement | [5 empty] | Scenario I2, I6 | [5 empty] | Commercial - New | [5 empty] | Scenario I2, I6
[7 empty] | type of switching | [11 empty] | type of switching | [11 empty] | type of switching | [11 empty] | type of switching | [11 empty] | type of switching
[7 empty] | NWGF | NWGF+GWH | NWGF | NWGF+GWH | GWH | [7 empty] | NWGF | NWGF+GWH | NWGF | NWGF+GWH | GWH | [7 empty] | NWGF | NWGF+GWH | NWGF | NWGF+GWH | GWH | [7 empty] | NWGF | NWGF+GWH | NWGF | NWGF+GWH | GWH | [7 empty] | NWGF | NWGF+GWH | NWGF | NWGF+GWH | GWH
|  | Number of | Number | Number | % of Total | % of Impacted | --> | --> | --> | --> | --> |  |  | Number of | Number | Number | % of Total | % of Impacted | --> | --> | --> | --> | --> |  |  | Number of | Number | Number | % of Total | % of Impacted | --> | --> | --> | --> | --> |  |  | Number of | Number | Number | % of Total | % of Impacted | --> | --> | --> | --> | --> |  |  | Number of | Number | Number | % of Total | % of Impacted | --> | --> | --> | --> | -->
Level | Description | Buildings | Impacted | Switching | Switching | Swtiching | HP | HP+EWH | EF | EF+EWH | EWH | Level | Description | Buildings | Impacted | Switching | Switching | Swtiching | HP | HP+EWH | EF | EF+EWH | EWH | Level | Description | Buildings | Impacted | Switching | Switching | Swtiching | HP | HP+EWH | EF | EF+EWH | EWH | Level | Description | Buildings | Impacted | Switching | Switching | Swtiching | HP | HP+EWH | EF | EF+EWH | EWH | Level | Description | Buildings | Impacted | Switching | Switching | Swtiching | HP | HP+EWH | EF | EF+EWH | EWH
NWGF | [11 empty] | NWGF | [11 empty] | NWGF | [11 empty] | NWGF | [11 empty] | NWGF
1 | NWGF 90% | [10 empty] | 1 | NWGF 90% | [10 empty] | 1 | NWGF 90% | [10 empty] | 1 | NWGF 90% | [10 empty] | 1 | NWGF 90% | 72 | 29 | 0 | 0% | 0% | 0 | 0 | 0 | 0 | 0
2 | NWGF 92% | 10000 | 5247 | 1185 | 11.85% | 22.58% | 902 | 93 | 148 | 33 | 9 | 2 | NWGF 92% | 7241 | 3760 | 912 | 12.59% | 24.26% | 721 | 37 | 126 | 21 | 7 | 2 | NWGF 92% | 2476 | 1345 | 273 | 11.03% | 20.3% | 181 | 56 | 22 | 12 | 2 | 2 | NWGF 92% | 211 | 108 | 0 | 0% | 0% | 0 | 0 | 0 | 0 | 0 | 2 | NWGF 92% | 72 | 34 | 0 | 0% | 0% | 0 | 0 | 0 | 0 | 0
3 | NWGF 95% | [10 empty] | 3 | NWGF 95% | [10 empty] | 3 | NWGF 95% | [10 empty] | 3 | NWGF 95% | [10 empty] | 3 | NWGF 95% | 72 | 59 | 0 | 0% | 0% | 0 | 0 | 0 | 0 | 0
4 | NWGF 98% | [10 empty] | 4 | NWGF 98% | [10 empty] | 4 | NWGF 98% | [10 empty] | 4 | NWGF 98% | [10 empty] | 4 | NWGF 98% | 72 | 72 | 0 | 0% | 0% | 0 | 0 | 0 | 0 | 0
Simulation Results NORTH | [5 empty] | Scenario I2, I6 | [5 empty] | Residential - North - Replacement | [5 empty] | Scenario I2, I6 | [5 empty] | Residential - North - New | [5 empty] | Scenario I2, I6 | [5 empty] | Commercial - North - Replacement | [5 empty] | Scenario I2, I6 | [5 empty] | Commercial - North - New | [5 empty] | Scenario I2, I6
[7 empty] | type of switching | [11 empty] | type of switching | [11 empty] | type of switching | [11 empty] | type of switching | [11 empty] | type of switching
[7 empty] | NWGF | NWGF+GWH | NWGF | NWGF+GWH | GWH | [7 empty] | NWGF | NWGF+GWH | NWGF | NWGF+GWH | GWH | [7 empty] | NWGF | NWGF+GWH | NWGF | NWGF+GWH | GWH | [7 empty] | NWGF | NWGF+GWH | NWGF | NWGF+GWH | GWH | [7 empty] | NWGF | NWGF+GWH | NWGF | NWGF+GWH | GWH
|  | Number of | Number | Number | % of Total | % of Impacted | --> | --> | --> | --> | --> |  |  | Number of | Number | Number | % of Total | % of Impacted | --> | --> | --> | --> | --> |  |  | Number of | Number | Number | % of Total | % of Impacted | --> | --> | --> | --> | --> |  |  | Number of | Number | Number | % of Total | % of Impacted | --> | --> | --> | --> | --> |  |  | Number of | Number | Number | % of Total | % of Impacted | --> | --> | --> | --> | -->
Level | Description | Buildings | Impacted | Switching | Switching | Swtiching | HP | HP+EWH | EF | EF+EWH | EWH | Level | Description | Buildings | Impacted | Switching | Switching | Swtiching | HP | HP+EWH | EF | EF+EWH | EWH | Level | Description | Buildings | Impacted | Switching | Switching | Swtiching | HP | HP+EWH | EF | EF+EWH | EWH | Level | Description | Buildings | Impacted | Switching | Switching | Swtiching | HP | HP+EWH | EF | EF+EWH | EWH | Level | Description | Buildings | Impacted | Switching | Switching | Swtiching | HP | HP+EWH | EF | EF+EWH | EWH
NWGF | [11 empty] | NWGF | [11 empty] | NWGF | [11 empty] | NWGF | [11 empty] | NWGF
1 | NWGF 90% | [10 empty] | 1 | NWGF 90% | [10 empty] | 1 | NWGF 90% | [10 empty] | 1 | NWGF 90% | [10 empty] | 1 | NWGF 90% | 46 | 10 | 0 | 0% | 0% | 0 | 0 | 0 | 0 | 0
2 | NWGF 92% | 5299 | 1788 | 182 | 3.435% | 10.18% | 113 | 24 | 31 | 13 | 1 | 2 | NWGF 92% | 3779 | 1179 | 107 | 2.831% | 9.075% | 75 | 6 | 19 | 7 | 0 | 2 | NWGF 92% | 1341 | 539 | 75 | 5.593% | 13.91% | 38 | 18 | 12 | 6 | 1 | 2 | NWGF 92% | 133 | 56 | 0 | 0% | 0% | 0 | 0 | 0 | 0 | 0 | 2 | NWGF 92% | 46 | 14 | 0 | 0% | 0% | 0 | 0 | 0 | 0 | 0
3 | NWGF 95% | [10 empty] | 3 | NWGF 95% | [10 empty] | 3 | NWGF 95% | [10 empty] | 3 | NWGF 95% | [10 empty] | 3 | NWGF 95% | 46 | 34 | 0 | 0% | 0% | 0 | 0 | 0 | 0 | 0
4 | NWGF 98% | [10 empty] | 4 | NWGF 98% | [10 empty] | 4 | NWGF 98% | [10 empty] | 4 | NWGF 98% | [10 empty] | 4 | NWGF 98% | 46 | 46 | 0 | 0% | 0% | 0 | 0 | 0 | 0 | 0
Simulation Results Rest of Country | [5 empty] | Scenario I2, I6 | [5 empty] | Residential - Rest of Country - Replacement | [5 empty] | Scenario I2, I6 | [5 empty] | Residential - Rest of Country - New | [5 empty] | Scenario I2, I6 | [5 empty] | Commercial - Rest of Country - Replacement | [5 empty] | Scenario I2, I6 | [5 empty] | Commercial - Rest of Country - New | [5 empty] | Scenario I2, I6
[7 empty] | type of switching | [11 empty] | type of switching | [11 empty] | type of switching | [11 empty] | type of switching | [11 empty] | type of switching
[7 empty] | NWGF | NWGF+GWH | NWGF | NWGF+GWH | GWH | [7 empty] | NWGF | NWGF+GWH | NWGF | NWGF+GWH | GWH | [7 empty] | NWGF | NWGF+GWH | NWGF | NWGF+GWH | GWH | [7 empty] | NWGF | NWGF+GWH | NWGF | NWGF+GWH | GWH | [7 empty] | NWGF | NWGF+GWH | NWGF | NWGF+GWH | GWH
|  | Number of | Number | Number | % of Total | % of Impacted | --> | --> | --> | --> | --> |  |  | Number of | Number | Number | % of Total | % of Impacted | --> | --> | --> | --> | --> |  |  | Number of | Number | Number | % of Total | % of Impacted | --> | --> | --> | --> | --> |  |  | Number of | Number | Number | % of Total | % of Impacted | --> | --> | --> | --> | --> |  |  | Number of | Number | Number | % of Total | % of Impacted | --> | --> | --> | --> | -->
Level | Description | Buildings | Impacted | Switching | Switching | Swtiching | HP | HP+EWH | EF | EF+EWH | EWH | Level | Description | Buildings | Impacted | Switching | Switching | Swtiching | HP | HP+EWH | EF | EF+EWH | EWH | Level | Description | Buildings | Impacted | Switching | Switching | Swtiching | HP | HP+EWH | EF | EF+EWH | EWH | Level | Description | Buildings | Impacted | Switching | Switching | Swtiching | HP | HP+EWH | EF | EF+EWH | EWH | Level | Description | Buildings | Impacted | Switching | Switching | Swtiching | HP | HP+EWH | EF | EF+EWH | EWH
NWGF | [11 empty] | NWGF | [11 empty] | NWGF | [11 empty] | NWGF | [11 empty] | NWGF
1 | NWGF 90% | [10 empty] | 1 | NWGF 90% | [10 empty] | 1 | NWGF 90% | [10 empty] | 1 | NWGF 90% | [10 empty] | 1 | NWGF 90% | 26 | 19 | 0 | 0% | 0% | 0 | 0 | 0 | 0 | 0
2 | NWGF 92% | 4701 | 3459 | 1003 | 21.34% | 29% | 789 | 69 | 117 | 20 | 8 | 2 | NWGF 92% | 3462 | 2581 | 805 | 23.25% | 31.19% | 646 | 31 | 107 | 14 | 7 | 2 | NWGF 92% | 1135 | 806 | 198 | 17.44% | 24.57% | 143 | 38 | 10 | 6 | 1 | 2 | NWGF 92% | 78 | 52 | 0 | 0% | 0% | 0 | 0 | 0 | 0 | 0 | 2 | NWGF 92% | 26 | 20 | 0 | 0% | 0% | 0 | 0 | 0 | 0 | 0
3 | NWGF 95% | [10 empty] | 3 | NWGF 95% | [10 empty] | 3 | NWGF 95% | [10 empty] | 3 | NWGF 95% | [10 empty] | 3 | NWGF 95% | 26 | 25 | 0 | 0% | 0% | 0 | 0 | 0 | 0 | 0
4 | NWGF 98% | [10 empty] | 4 | NWGF 98% | [10 empty] | 4 | NWGF 98% | [10 empty] | 4 | NWGF 98% | [10 empty] | 4 | NWGF 98% | 26 | 26 | 0 | 0% | 0% | 0 | 0 | 0 | 0 | 0
Simulation Results Senior Only | [5 empty] | Scenario I2, I6 | [5 empty] | Simulation Results Senior Only - North | [5 empty] | Scenario I2, I6 | [5 empty] | Simulation Results Senior Only - Rest of Country | [5 empty] | Scenario I2, I6
[7 empty] | type of switching | [11 empty] | type of switching | [11 empty] | type of switching
[7 empty] | NWGF | NWGF+GWH | NWGF | NWGF+GWH | GWH | [7 empty] | NWGF | NWGF+GWH | NWGF | NWGF+GWH | GWH | [7 empty] | NWGF | NWGF+GWH | NWGF | NWGF+GWH | GWH
|  | Number of | Number | Number | % of Total | % of Impacted | --> | --> | --> | --> | --> |  |  | Number of | Number | Number | % of Total | % of Impacted | --> | --> | --> | --> | --> |  |  | Number of | Number | Number | % of Total | % of Impacted | --> | --> | --> | --> | -->
Level | Description | Buildings | Impacted | Switching | Switching | Swtiching | HP | HP+EWH | EF | EF+EWH | EWH | Level | Description | Buildings | Impacted | Switching | Switching | Swtiching | HP | HP+EWH | EF | EF+EWH | EWH | Level | Description | Buildings | Impacted | Switching | Switching | Swtiching | HP | HP+EWH | EF | EF+EWH | EWH
NWGF | [11 empty] | NWGF | [11 empty] | NWGF
1 | NWGF 90% | [10 empty] | 1 | NWGF 90% | [10 empty] | 1 | NWGF 90%
2 | NWGF 92% | 1455 | 706 | 171 | 11.75% | 24.22% | 126 | 18 | 20 | 5 | 2 | 2 | NWGF 92% | 794 | 233 | 28 | 3.526% | 12.02% | 19 | 2 | 5 | 1 | 1 | 2 | NWGF 92% | 661 | 473 | 143 | 21.63% | 30.23% | 107 | 16 | 15 | 4 | 1
3 | NWGF 95% | [10 empty] | 3 | NWGF 95% | [10 empty] | 3 | NWGF 95%
4 | NWGF 98% | [10 empty] | 4 | NWGF 98% | [10 empty] | 4 | NWGF 98%
Simulation Results Low Income Only | [5 empty] | Scenario I2, I6 | [5 empty] | Simulation Results Low Income Only - North | [5 empty] | Scenario I2, I6 | [5 empty] | Simulation Results Low Income Only - Rest of Country | [5 empty] | Scenario I2, I6
[7 empty] | type of switching | [11 empty] | type of switching | [11 empty] | type of switching
[7 empty] | NWGF | NWGF+GWH | NWGF | NWGF+GWH | GWH | [7 empty] | NWGF | NWGF+GWH | NWGF | NWGF+GWH | GWH | [7 empty] | NWGF | NWGF+GWH | NWGF | NWGF+GWH | GWH
|  | Number of | Number | Number | % of Total | % of Impacted | --> | --> | --> | --> | --> |  |  | Number of | Number | Number | % of Total | % of Impacted | --> | --> | --> | --> | --> |  |  | Number of | Number | Number | % of Total | % of Impacted | --> | --> | --> | --> | -->
Level | Description | Buildings | Impacted | Switching | Switching | Swtiching | HP | HP+EWH | EF | EF+EWH | EWH | Level | Description | Buildings | Impacted | Switching | Switching | Swtiching | HP | HP+EWH | EF | EF+EWH | EWH | Level | Description | Buildings | Impacted | Switching | Switching | Swtiching | HP | HP+EWH | EF | EF+EWH | EWH
NWGF | [11 empty] | NWGF | [11 empty] | NWGF
1 | NWGF 90% | [10 empty] | 1 | NWGF 90% | [10 empty] | 1 | NWGF 90%
2 | NWGF 92% | 815 | 431 | 94 | 11.53% | 21.81% | 81 | 4 | 7 | 1 | 1 | 2 | NWGF 92% | 441 | 137 | 5 | 1.134% | 3.65% | 4 | 0 | 0 | 0 | 1 | 2 | NWGF 92% | 374 | 294 | 89 | 23.8% | 30.27% | 77 | 4 | 7 | 1 | 0
3 | NWGF 95% | [10 empty] | 3 | NWGF 95% | [10 empty] | 3 | NWGF 95%
4 | NWGF 98% | [10 empty] | 4 | NWGF 98% | [10 empty] | 4 | NWGF 98%

## Scenario I2, I6, I13
Simulation Results NATIONAL - 10000 samples | [5 empty] | Scenario I2, I6, I13 | [5 empty] | Residential - Replacement | [5 empty] | Scenario I2, I6, I13 | [5 empty] | Residential - New | [5 empty] | Scenario I2, I6, I13 | [5 empty] | Commercial - Replacement | [5 empty] | Scenario I2, I6, I13 | [5 empty] | Commercial - New | [5 empty] | Scenario I2, I6, I13
[7 empty] | type of switching | [11 empty] | type of switching | [11 empty] | type of switching | [11 empty] | type of switching | [11 empty] | type of switching
[7 empty] | NWGF | NWGF+GWH | NWGF | NWGF+GWH | GWH | [7 empty] | NWGF | NWGF+GWH | NWGF | NWGF+GWH | GWH | [7 empty] | NWGF | NWGF+GWH | NWGF | NWGF+GWH | GWH | [7 empty] | NWGF | NWGF+GWH | NWGF | NWGF+GWH | GWH | [7 empty] | NWGF | NWGF+GWH | NWGF | NWGF+GWH | GWH
|  | Number of | Number | Number | % of Total | % of Impacted | --> | --> | --> | --> | --> |  |  | Number of | Number | Number | % of Total | % of Impacted | --> | --> | --> | --> | --> |  |  | Number of | Number | Number | % of Total | % of Impacted | --> | --> | --> | --> | --> |  |  | Number of | Number | Number | % of Total | % of Impacted | --> | --> | --> | --> | --> |  |  | Number of | Number | Number | % of Total | % of Impacted | --> | --> | --> | --> | -->
Level | Description | Buildings | Impacted | Switching | Switching | Swtiching | HP | HP+EWH | EF | EF+EWH | EWH | Level | Description | Buildings | Impacted | Switching | Switching | Swtiching | HP | HP+EWH | EF | EF+EWH | EWH | Level | Description | Buildings | Impacted | Switching | Switching | Swtiching | HP | HP+EWH | EF | EF+EWH | EWH | Level | Description | Buildings | Impacted | Switching | Switching | Swtiching | HP | HP+EWH | EF | EF+EWH | EWH | Level | Description | Buildings | Impacted | Switching | Switching | Swtiching | HP | HP+EWH | EF | EF+EWH | EWH
NWGF | [11 empty] | NWGF | [11 empty] | NWGF | [11 empty] | NWGF | [11 empty] | NWGF
1 | NWGF 90% | [10 empty] | 1 | NWGF 90% | [10 empty] | 1 | NWGF 90% | [10 empty] | 1 | NWGF 90% | [10 empty] | 1 | NWGF 90% | 72 | 29 | 0 | 0% | 0% | 0 | 0 | 0 | 0 | 0
2 | NWGF 92% | 10000 | 4406 | 1021 | 10.21% | 23.17% | 773 | 81 | 131 | 29 | 7 | 2 | NWGF 92% | 7241 | 3136 | 791 | 10.92% | 25.22% | 623 | 31 | 113 | 18 | 6 | 2 | NWGF 92% | 2476 | 1163 | 230 | 9.289% | 19.78% | 150 | 50 | 18 | 11 | 1 | 2 | NWGF 92% | 211 | 79 | 0 | 0% | 0% | 0 | 0 | 0 | 0 | 0 | 2 | NWGF 92% | 72 | 28 | 0 | 0% | 0% | 0 | 0 | 0 | 0 | 0
3 | NWGF 95% | [10 empty] | 3 | NWGF 95% | [10 empty] | 3 | NWGF 95% | [10 empty] | 3 | NWGF 95% | [10 empty] | 3 | NWGF 95% | 72 | 59 | 0 | 0% | 0% | 0 | 0 | 0 | 0 | 0
4 | NWGF 98% | [10 empty] | 4 | NWGF 98% | [10 empty] | 4 | NWGF 98% | [10 empty] | 4 | NWGF 98% | [10 empty] | 4 | NWGF 98% | 72 | 72 | 0 | 0% | 0% | 0 | 0 | 0 | 0 | 0
Simulation Results NORTH | [5 empty] | Scenario I2, I6, I13 | [5 empty] | Residential - North - Replacement | [5 empty] | Scenario I2, I6, I13 | [5 empty] | Residential - North - New | [5 empty] | Scenario I2, I6, I13 | [5 empty] | Commercial - North - Replacement | [5 empty] | Scenario I2, I6, I13 | [5 empty] | Commercial - North - New | [5 empty] | Scenario I2, I6, I13
[7 empty] | type of switching | [11 empty] | type of switching | [11 empty] | type of switching | [11 empty] | type of switching | [11 empty] | type of switching
[7 empty] | NWGF | NWGF+GWH | NWGF | NWGF+GWH | GWH | [7 empty] | NWGF | NWGF+GWH | NWGF | NWGF+GWH | GWH | [7 empty] | NWGF | NWGF+GWH | NWGF | NWGF+GWH | GWH | [7 empty] | NWGF | NWGF+GWH | NWGF | NWGF+GWH | GWH | [7 empty] | NWGF | NWGF+GWH | NWGF | NWGF+GWH | GWH
|  | Number of | Number | Number | % of Total | % of Impacted | --> | --> | --> | --> | --> |  |  | Number of | Number | Number | % of Total | % of Impacted | --> | --> | --> | --> | --> |  |  | Number of | Number | Number | % of Total | % of Impacted | --> | --> | --> | --> | --> |  |  | Number of | Number | Number | % of Total | % of Impacted | --> | --> | --> | --> | --> |  |  | Number of | Number | Number | % of Total | % of Impacted | --> | --> | --> | --> | -->
Level | Description | Buildings | Impacted | Switching | Switching | Swtiching | HP | HP+EWH | EF | EF+EWH | EWH | Level | Description | Buildings | Impacted | Switching | Switching | Swtiching | HP | HP+EWH | EF | EF+EWH | EWH | Level | Description | Buildings | Impacted | Switching | Switching | Swtiching | HP | HP+EWH | EF | EF+EWH | EWH | Level | Description | Buildings | Impacted | Switching | Switching | Swtiching | HP | HP+EWH | EF | EF+EWH | EWH | Level | Description | Buildings | Impacted | Switching | Switching | Swtiching | HP | HP+EWH | EF | EF+EWH | EWH
NWGF | [11 empty] | NWGF | [11 empty] | NWGF | [11 empty] | NWGF | [11 empty] | NWGF
1 | NWGF 90% | [10 empty] | 1 | NWGF 90% | [10 empty] | 1 | NWGF 90% | [10 empty] | 1 | NWGF 90% | [10 empty] | 1 | NWGF 90% | 46 | 10 | 0 | 0% | 0% | 0 | 0 | 0 | 0 | 0
2 | NWGF 92% | 5299 | 1251 | 132 | 2.491% | 10.55% | 75 | 22 | 25 | 10 | 0 | 2 | NWGF 92% | 3779 | 781 | 78 | 2.064% | 9.987% | 52 | 6 | 15 | 5 | 0 | 2 | NWGF 92% | 1341 | 428 | 54 | 4.027% | 12.62% | 23 | 16 | 10 | 5 | 0 | 2 | NWGF 92% | 133 | 33 | 0 | 0% | 0% | 0 | 0 | 0 | 0 | 0 | 2 | NWGF 92% | 46 | 9 | 0 | 0% | 0% | 0 | 0 | 0 | 0 | 0
3 | NWGF 95% | [10 empty] | 3 | NWGF 95% | [10 empty] | 3 | NWGF 95% | [10 empty] | 3 | NWGF 95% | [10 empty] | 3 | NWGF 95% | 46 | 34 | 0 | 0% | 0% | 0 | 0 | 0 | 0 | 0
4 | NWGF 98% | [10 empty] | 4 | NWGF 98% | [10 empty] | 4 | NWGF 98% | [10 empty] | 4 | NWGF 98% | [10 empty] | 4 | NWGF 98% | 46 | 46 | 0 | 0% | 0% | 0 | 0 | 0 | 0 | 0
Simulation Results Rest of Country | [5 empty] | Scenario I2, I6, I13 | [5 empty] | Residential - Rest of Country - Replacement | [5 empty] | Scenario I2, I6, I13 | [5 empty] | Residential - Rest of Country - New | [5 empty] | Scenario I2, I6, I13 | [5 empty] | Commercial - Rest of Country - Replacement | [5 empty] | Scenario I2, I6, I13 | [5 empty] | Commercial - Rest of Country - New | [5 empty] | Scenario I2, I6, I13
[7 empty] | type of switching | [11 empty] | type of switching | [11 empty] | type of switching | [11 empty] | type of switching | [11 empty] | type of switching
[7 empty] | NWGF | NWGF+GWH | NWGF | NWGF+GWH | GWH | [7 empty] | NWGF | NWGF+GWH | NWGF | NWGF+GWH | GWH | [7 empty] | NWGF | NWGF+GWH | NWGF | NWGF+GWH | GWH | [7 empty] | NWGF | NWGF+GWH | NWGF | NWGF+GWH | GWH | [7 empty] | NWGF | NWGF+GWH | NWGF | NWGF+GWH | GWH
|  | Number of | Number | Number | % of Total | % of Impacted | --> | --> | --> | --> | --> |  |  | Number of | Number | Number | % of Total | % of Impacted | --> | --> | --> | --> | --> |  |  | Number of | Number | Number | % of Total | % of Impacted | --> | --> | --> | --> | --> |  |  | Number of | Number | Number | % of Total | % of Impacted | --> | --> | --> | --> | --> |  |  | Number of | Number | Number | % of Total | % of Impacted | --> | --> | --> | --> | -->
Level | Description | Buildings | Impacted | Switching | Switching | Swtiching | HP | HP+EWH | EF | EF+EWH | EWH | Level | Description | Buildings | Impacted | Switching | Switching | Swtiching | HP | HP+EWH | EF | EF+EWH | EWH | Level | Description | Buildings | Impacted | Switching | Switching | Swtiching | HP | HP+EWH | EF | EF+EWH | EWH | Level | Description | Buildings | Impacted | Switching | Switching | Swtiching | HP | HP+EWH | EF | EF+EWH | EWH | Level | Description | Buildings | Impacted | Switching | Switching | Swtiching | HP | HP+EWH | EF | EF+EWH | EWH
NWGF | [11 empty] | NWGF | [11 empty] | NWGF | [11 empty] | NWGF | [11 empty] | NWGF
1 | NWGF 90% | [10 empty] | 1 | NWGF 90% | [10 empty] | 1 | NWGF 90% | [10 empty] | 1 | NWGF 90% | [10 empty] | 1 | NWGF 90% | 26 | 19 | 0 | 0% | 0% | 0 | 0 | 0 | 0 | 0
2 | NWGF 92% | 4701 | 3155 | 889 | 18.91% | 28.18% | 698 | 59 | 106 | 19 | 7 | 2 | NWGF 92% | 3462 | 2355 | 713 | 20.6% | 30.28% | 571 | 25 | 98 | 13 | 6 | 2 | NWGF 92% | 1135 | 735 | 176 | 15.51% | 23.95% | 127 | 34 | 8 | 6 | 1 | 2 | NWGF 92% | 78 | 46 | 0 | 0% | 0% | 0 | 0 | 0 | 0 | 0 | 2 | NWGF 92% | 26 | 19 | 0 | 0% | 0% | 0 | 0 | 0 | 0 | 0
3 | NWGF 95% | [10 empty] | 3 | NWGF 95% | [10 empty] | 3 | NWGF 95% | [10 empty] | 3 | NWGF 95% | [10 empty] | 3 | NWGF 95% | 26 | 25 | 0 | 0% | 0% | 0 | 0 | 0 | 0 | 0
4 | NWGF 98% | [10 empty] | 4 | NWGF 98% | [10 empty] | 4 | NWGF 98% | [10 empty] | 4 | NWGF 98% | [10 empty] | 4 | NWGF 98% | 26 | 26 | 0 | 0% | 0% | 0 | 0 | 0 | 0 | 0
Simulation Results Senior Only | [5 empty] | Scenario I2, I6, I13 | [5 empty] | Simulation Results Senior Only - North | [5 empty] | Scenario I2, I6, I13 | [5 empty] | Simulation Results Senior Only - Rest of Country | [5 empty] | Scenario I2, I6, I13
[7 empty] | type of switching | [11 empty] | type of switching | [11 empty] | type of switching
[7 empty] | NWGF | NWGF+GWH | NWGF | NWGF+GWH | GWH | [7 empty] | NWGF | NWGF+GWH | NWGF | NWGF+GWH | GWH | [7 empty] | NWGF | NWGF+GWH | NWGF | NWGF+GWH | GWH
|  | Number of | Number | Number | % of Total | % of Impacted | --> | --> | --> | --> | --> |  |  | Number of | Number | Number | % of Total | % of Impacted | --> | --> | --> | --> | --> |  |  | Number of | Number | Number | % of Total | % of Impacted | --> | --> | --> | --> | -->
Level | Description | Buildings | Impacted | Switching | Switching | Swtiching | HP | HP+EWH | EF | EF+EWH | EWH | Level | Description | Buildings | Impacted | Switching | Switching | Swtiching | HP | HP+EWH | EF | EF+EWH | EWH | Level | Description | Buildings | Impacted | Switching | Switching | Swtiching | HP | HP+EWH | EF | EF+EWH | EWH
NWGF | [11 empty] | NWGF | [11 empty] | NWGF
1 | NWGF 90% | [10 empty] | 1 | NWGF 90% | [10 empty] | 1 | NWGF 90%
2 | NWGF 92% | 1455 | 601 | 144 | 9.897% | 23.96% | 107 | 15 | 16 | 5 | 1 | 2 | NWGF 92% | 794 | 166 | 19 | 2.393% | 11.45% | 13 | 2 | 3 | 1 | 0 | 2 | NWGF 92% | 661 | 435 | 125 | 18.91% | 28.74% | 94 | 13 | 13 | 4 | 1
3 | NWGF 95% | [10 empty] | 3 | NWGF 95% | [10 empty] | 3 | NWGF 95%
4 | NWGF 98% | [10 empty] | 4 | NWGF 98% | [10 empty] | 4 | NWGF 98%
Simulation Results Low Income Only | [5 empty] | Scenario I2, I6, I13 | [5 empty] | Simulation Results Low Income Only - North | [5 empty] | Scenario I2, I6, I13 | [5 empty] | Simulation Results Low Income Only - Rest of Country | [5 empty] | Scenario I2, I6, I13
[7 empty] | type of switching | [11 empty] | type of switching | [11 empty] | type of switching
[7 empty] | NWGF | NWGF+GWH | NWGF | NWGF+GWH | GWH | [7 empty] | NWGF | NWGF+GWH | NWGF | NWGF+GWH | GWH | [7 empty] | NWGF | NWGF+GWH | NWGF | NWGF+GWH | GWH
|  | Number of | Number | Number | % of Total | % of Impacted | --> | --> | --> | --> | --> |  |  | Number of | Number | Number | % of Total | % of Impacted | --> | --> | --> | --> | --> |  |  | Number of | Number | Number | % of Total | % of Impacted | --> | --> | --> | --> | -->
Level | Description | Buildings | Impacted | Switching | Switching | Swtiching | HP | HP+EWH | EF | EF+EWH | EWH | Level | Description | Buildings | Impacted | Switching | Switching | Swtiching | HP | HP+EWH | EF | EF+EWH | EWH | Level | Description | Buildings | Impacted | Switching | Switching | Swtiching | HP | HP+EWH | EF | EF+EWH | EWH
NWGF | [11 empty] | NWGF | [11 empty] | NWGF
1 | NWGF 90% | [10 empty] | 1 | NWGF 90% | [10 empty] | 1 | NWGF 90%
2 | NWGF 92% | 815 | 359 | 84 | 10.31% | 23.4% | 73 | 3 | 7 | 1 | 0 | 2 | NWGF 92% | 441 | 88 | 3 | 0.6803% | 3.409% | 3 | 0 | 0 | 0 | 0 | 2 | NWGF 92% | 374 | 271 | 81 | 21.66% | 29.89% | 70 | 3 | 7 | 1 | 0
3 | NWGF 95% | [10 empty] | 3 | NWGF 95% | [10 empty] | 3 | NWGF 95%
4 | NWGF 98% | [10 empty] | 4 | NWGF 98% | [10 empty] | 4 | NWGF 98%

## Scenario I17
Simulation Results NATIONAL - 10000 samples | [5 empty] | Scenario I17 | [5 empty] | Residential - Replacement | [5 empty] | Scenario I17 | [5 empty] | Residential - New | [5 empty] | Scenario I17 | [5 empty] | Commercial - Replacement | [5 empty] | Scenario I17 | [5 empty] | Commercial - New | [5 empty] | Scenario I17
[7 empty] | type of switching | [11 empty] | type of switching | [11 empty] | type of switching | [11 empty] | type of switching | [11 empty] | type of switching
[7 empty] | NWGF | NWGF+GWH | NWGF | NWGF+GWH | GWH | [7 empty] | NWGF | NWGF+GWH | NWGF | NWGF+GWH | GWH | [7 empty] | NWGF | NWGF+GWH | NWGF | NWGF+GWH | GWH | [7 empty] | NWGF | NWGF+GWH | NWGF | NWGF+GWH | GWH | [7 empty] | NWGF | NWGF+GWH | NWGF | NWGF+GWH | GWH
|  | Number of | Number | Number | % of Total | % of Impacted | --> | --> | --> | --> | --> |  |  | Number of | Number | Number | % of Total | % of Impacted | --> | --> | --> | --> | --> |  |  | Number of | Number | Number | % of Total | % of Impacted | --> | --> | --> | --> | --> |  |  | Number of | Number | Number | % of Total | % of Impacted | --> | --> | --> | --> | --> |  |  | Number of | Number | Number | % of Total | % of Impacted | --> | --> | --> | --> | -->
Level | Description | Buildings | Impacted | Switching | Switching | Swtiching | HP | HP+EWH | EF | EF+EWH | EWH | Level | Description | Buildings | Impacted | Switching | Switching | Swtiching | HP | HP+EWH | EF | EF+EWH | EWH | Level | Description | Buildings | Impacted | Switching | Switching | Swtiching | HP | HP+EWH | EF | EF+EWH | EWH | Level | Description | Buildings | Impacted | Switching | Switching | Swtiching | HP | HP+EWH | EF | EF+EWH | EWH | Level | Description | Buildings | Impacted | Switching | Switching | Swtiching | HP | HP+EWH | EF | EF+EWH | EWH
NWGF | [11 empty] | NWGF | [11 empty] | NWGF | [11 empty] | NWGF | [11 empty] | NWGF
1 | NWGF 90% | [10 empty] | 1 | NWGF 90% | [10 empty] | 1 | NWGF 90% | [10 empty] | 1 | NWGF 90% | [10 empty] | 1 | NWGF 90% | 72 | 29 | 0 | 0% | 0% | 0 | 0 | 0 | 0 | 0
2 | NWGF 92% | 10000 | 5247 | 1071 | 10.71% | 20.41% | 812 | 86 | 124 | 37 | 12 | 2 | NWGF 92% | 7241 | 3760 | 800 | 11.05% | 21.28% | 629 | 30 | 107 | 24 | 10 | 2 | NWGF 92% | 2476 | 1345 | 271 | 10.95% | 20.15% | 183 | 56 | 17 | 13 | 2 | 2 | NWGF 92% | 211 | 108 | 0 | 0% | 0% | 0 | 0 | 0 | 0 | 0 | 2 | NWGF 92% | 72 | 34 | 0 | 0% | 0% | 0 | 0 | 0 | 0 | 0
3 | NWGF 95% | [10 empty] | 3 | NWGF 95% | [10 empty] | 3 | NWGF 95% | [10 empty] | 3 | NWGF 95% | [10 empty] | 3 | NWGF 95% | 72 | 59 | 0 | 0% | 0% | 0 | 0 | 0 | 0 | 0
4 | NWGF 98% | [10 empty] | 4 | NWGF 98% | [10 empty] | 4 | NWGF 98% | [10 empty] | 4 | NWGF 98% | [10 empty] | 4 | NWGF 98% | 72 | 72 | 0 | 0% | 0% | 0 | 0 | 0 | 0 | 0
Simulation Results NORTH | [5 empty] | Scenario I17 | [5 empty] | Residential - North - Replacement | [5 empty] | Scenario I17 | [5 empty] | Residential - North - New | [5 empty] | Scenario I17 | [5 empty] | Commercial - North - Replacement | [5 empty] | Scenario I17 | [5 empty] | Commercial - North - New | [5 empty] | Scenario I17
[7 empty] | type of switching | [11 empty] | type of switching | [11 empty] | type of switching | [11 empty] | type of switching | [11 empty] | type of switching
[7 empty] | NWGF | NWGF+GWH | NWGF | NWGF+GWH | GWH | [7 empty] | NWGF | NWGF+GWH | NWGF | NWGF+GWH | GWH | [7 empty] | NWGF | NWGF+GWH | NWGF | NWGF+GWH | GWH | [7 empty] | NWGF | NWGF+GWH | NWGF | NWGF+GWH | GWH | [7 empty] | NWGF | NWGF+GWH | NWGF | NWGF+GWH | GWH
|  | Number of | Number | Number | % of Total | % of Impacted | --> | --> | --> | --> | --> |  |  | Number of | Number | Number | % of Total | % of Impacted | --> | --> | --> | --> | --> |  |  | Number of | Number | Number | % of Total | % of Impacted | --> | --> | --> | --> | --> |  |  | Number of | Number | Number | % of Total | % of Impacted | --> | --> | --> | --> | --> |  |  | Number of | Number | Number | % of Total | % of Impacted | --> | --> | --> | --> | -->
Level | Description | Buildings | Impacted | Switching | Switching | Swtiching | HP | HP+EWH | EF | EF+EWH | EWH | Level | Description | Buildings | Impacted | Switching | Switching | Swtiching | HP | HP+EWH | EF | EF+EWH | EWH | Level | Description | Buildings | Impacted | Switching | Switching | Swtiching | HP | HP+EWH | EF | EF+EWH | EWH | Level | Description | Buildings | Impacted | Switching | Switching | Swtiching | HP | HP+EWH | EF | EF+EWH | EWH | Level | Description | Buildings | Impacted | Switching | Switching | Swtiching | HP | HP+EWH | EF | EF+EWH | EWH
NWGF | [11 empty] | NWGF | [11 empty] | NWGF | [11 empty] | NWGF | [11 empty] | NWGF
1 | NWGF 90% | [10 empty] | 1 | NWGF 90% | [10 empty] | 1 | NWGF 90% | [10 empty] | 1 | NWGF 90% | [10 empty] | 1 | NWGF 90% | 46 | 10 | 0 | 0% | 0% | 0 | 0 | 0 | 0 | 0
2 | NWGF 92% | 5299 | 1788 | 184 | 3.472% | 10.29% | 110 | 33 | 28 | 13 | 0 | 2 | NWGF 92% | 3779 | 1179 | 108 | 2.858% | 9.16% | 75 | 8 | 18 | 7 | 0 | 2 | NWGF 92% | 1341 | 539 | 76 | 5.667% | 14.1% | 35 | 25 | 10 | 6 | 0 | 2 | NWGF 92% | 133 | 56 | 0 | 0% | 0% | 0 | 0 | 0 | 0 | 0 | 2 | NWGF 92% | 46 | 14 | 0 | 0% | 0% | 0 | 0 | 0 | 0 | 0
3 | NWGF 95% | [10 empty] | 3 | NWGF 95% | [10 empty] | 3 | NWGF 95% | [10 empty] | 3 | NWGF 95% | [10 empty] | 3 | NWGF 95% | 46 | 34 | 0 | 0% | 0% | 0 | 0 | 0 | 0 | 0
4 | NWGF 98% | [10 empty] | 4 | NWGF 98% | [10 empty] | 4 | NWGF 98% | [10 empty] | 4 | NWGF 98% | [10 empty] | 4 | NWGF 98% | 46 | 46 | 0 | 0% | 0% | 0 | 0 | 0 | 0 | 0
Simulation Results Rest of Country | [5 empty] | Scenario I17 | [5 empty] | Residential - Rest of Country - Replacement | [5 empty] | Scenario I17 | [5 empty] | Residential - Rest of Country - New | [5 empty] | Scenario I17 | [5 empty] | Commercial - Rest of Country - Replacement | [5 empty] | Scenario I17 | [5 empty] | Commercial - Rest of Country - New | [5 empty] | Scenario I17
[7 empty] | type of switching | [11 empty] | type of switching | [11 empty] | type of switching | [11 empty] | type of switching | [11 empty] | type of switching
[7 empty] | NWGF | NWGF+GWH | NWGF | NWGF+GWH | GWH | [7 empty] | NWGF | NWGF+GWH | NWGF | NWGF+GWH | GWH | [7 empty] | NWGF | NWGF+GWH | NWGF | NWGF+GWH | GWH | [7 empty] | NWGF | NWGF+GWH | NWGF | NWGF+GWH | GWH | [7 empty] | NWGF | NWGF+GWH | NWGF | NWGF+GWH | GWH
|  | Number of | Number | Number | % of Total | % of Impacted | --> | --> | --> | --> | --> |  |  | Number of | Number | Number | % of Total | % of Impacted | --> | --> | --> | --> | --> |  |  | Number of | Number | Number | % of Total | % of Impacted | --> | --> | --> | --> | --> |  |  | Number of | Number | Number | % of Total | % of Impacted | --> | --> | --> | --> | --> |  |  | Number of | Number | Number | % of Total | % of Impacted | --> | --> | --> | --> | -->
Level | Description | Buildings | Impacted | Switching | Switching | Swtiching | HP | HP+EWH | EF | EF+EWH | EWH | Level | Description | Buildings | Impacted | Switching | Switching | Swtiching | HP | HP+EWH | EF | EF+EWH | EWH | Level | Description | Buildings | Impacted | Switching | Switching | Swtiching | HP | HP+EWH | EF | EF+EWH | EWH | Level | Description | Buildings | Impacted | Switching | Switching | Swtiching | HP | HP+EWH | EF | EF+EWH | EWH | Level | Description | Buildings | Impacted | Switching | Switching | Swtiching | HP | HP+EWH | EF | EF+EWH | EWH
NWGF | [11 empty] | NWGF | [11 empty] | NWGF | [11 empty] | NWGF | [11 empty] | NWGF
1 | NWGF 90% | [10 empty] | 1 | NWGF 90% | [10 empty] | 1 | NWGF 90% | [10 empty] | 1 | NWGF 90% | [10 empty] | 1 | NWGF 90% | 26 | 19 | 0 | 0% | 0% | 0 | 0 | 0 | 0 | 0
2 | NWGF 92% | 4701 | 3459 | 887 | 18.87% | 25.64% | 702 | 53 | 96 | 24 | 12 | 2 | NWGF 92% | 3462 | 2581 | 692 | 19.99% | 26.81% | 554 | 22 | 89 | 17 | 10 | 2 | NWGF 92% | 1135 | 806 | 195 | 17.18% | 24.19% | 148 | 31 | 7 | 7 | 2 | 2 | NWGF 92% | 78 | 52 | 0 | 0% | 0% | 0 | 0 | 0 | 0 | 0 | 2 | NWGF 92% | 26 | 20 | 0 | 0% | 0% | 0 | 0 | 0 | 0 | 0
3 | NWGF 95% | [10 empty] | 3 | NWGF 95% | [10 empty] | 3 | NWGF 95% | [10 empty] | 3 | NWGF 95% | [10 empty] | 3 | NWGF 95% | 26 | 25 | 0 | 0% | 0% | 0 | 0 | 0 | 0 | 0
4 | NWGF 98% | [10 empty] | 4 | NWGF 98% | [10 empty] | 4 | NWGF 98% | [10 empty] | 4 | NWGF 98% | [10 empty] | 4 | NWGF 98% | 26 | 26 | 0 | 0% | 0% | 0 | 0 | 0 | 0 | 0
Simulation Results Senior Only | [5 empty] | Scenario I17 | [5 empty] | Simulation Results Senior Only - North | [5 empty] | Scenario I17 | [5 empty] | Simulation Results Senior Only - Rest of Country | [5 empty] | Scenario I17
[7 empty] | type of switching | [11 empty] | type of switching | [11 empty] | type of switching
[7 empty] | NWGF | NWGF+GWH | NWGF | NWGF+GWH | GWH | [7 empty] | NWGF | NWGF+GWH | NWGF | NWGF+GWH | GWH | [7 empty] | NWGF | NWGF+GWH | NWGF | NWGF+GWH | GWH
|  | Number of | Number | Number | % of Total | % of Impacted | --> | --> | --> | --> | --> |  |  | Number of | Number | Number | % of Total | % of Impacted | --> | --> | --> | --> | --> |  |  | Number of | Number | Number | % of Total | % of Impacted | --> | --> | --> | --> | -->
Level | Description | Buildings | Impacted | Switching | Switching | Swtiching | HP | HP+EWH | EF | EF+EWH | EWH | Level | Description | Buildings | Impacted | Switching | Switching | Swtiching | HP | HP+EWH | EF | EF+EWH | EWH | Level | Description | Buildings | Impacted | Switching | Switching | Swtiching | HP | HP+EWH | EF | EF+EWH | EWH
NWGF | [11 empty] | NWGF | [11 empty] | NWGF
1 | NWGF 90% | [10 empty] | 1 | NWGF 90% | [10 empty] | 1 | NWGF 90%
2 | NWGF 92% | 1455 | 706 | 162 | 11.13% | 22.95% | 121 | 20 | 14 | 5 | 2 | 2 | NWGF 92% | 794 | 233 | 28 | 3.526% | 12.02% | 18 | 4 | 5 | 1 | 0 | 2 | NWGF 92% | 661 | 473 | 134 | 20.27% | 28.33% | 103 | 16 | 9 | 4 | 2
3 | NWGF 95% | [10 empty] | 3 | NWGF 95% | [10 empty] | 3 | NWGF 95%
4 | NWGF 98% | [10 empty] | 4 | NWGF 98% | [10 empty] | 4 | NWGF 98%
Simulation Results Low Income Only | [5 empty] | Scenario I17 | [5 empty] | Simulation Results Low Income Only - North | [5 empty] | Scenario I17 | [5 empty] | Simulation Results Low Income Only - Rest of Country | [5 empty] | Scenario I17
[7 empty] | type of switching | [11 empty] | type of switching | [11 empty] | type of switching
[7 empty] | NWGF | NWGF+GWH | NWGF | NWGF+GWH | GWH | [7 empty] | NWGF | NWGF+GWH | NWGF | NWGF+GWH | GWH | [7 empty] | NWGF | NWGF+GWH | NWGF | NWGF+GWH | GWH
|  | Number of | Number | Number | % of Total | % of Impacted | --> | --> | --> | --> | --> |  |  | Number of | Number | Number | % of Total | % of Impacted | --> | --> | --> | --> | --> |  |  | Number of | Number | Number | % of Total | % of Impacted | --> | --> | --> | --> | -->
Level | Description | Buildings | Impacted | Switching | Switching | Swtiching | HP | HP+EWH | EF | EF+EWH | EWH | Level | Description | Buildings | Impacted | Switching | Switching | Swtiching | HP | HP+EWH | EF | EF+EWH | EWH | Level | Description | Buildings | Impacted | Switching | Switching | Swtiching | HP | HP+EWH | EF | EF+EWH | EWH
NWGF | [11 empty] | NWGF | [11 empty] | NWGF
1 | NWGF 90% | [10 empty] | 1 | NWGF 90% | [10 empty] | 1 | NWGF 90%
2 | NWGF 92% | 815 | 431 | 79 | 9.693% | 18.33% | 67 | 7 | 4 | 1 | 0 | 2 | NWGF 92% | 441 | 137 | 6 | 1.361% | 4.38% | 4 | 2 | 0 | 0 | 0 | 2 | NWGF 92% | 374 | 294 | 73 | 19.52% | 24.83% | 63 | 5 | 4 | 1 | 0
3 | NWGF 95% | [10 empty] | 3 | NWGF 95% | [10 empty] | 3 | NWGF 95%
4 | NWGF 98% | [10 empty] | 4 | NWGF 98% | [10 empty] | 4 | NWGF 98%

## Scenario 39
Simulation Results NATIONAL - 10000 samples | [5 empty] | Scenario 39 | [5 empty] | Residential - Replacement | [5 empty] | Scenario 39 | [5 empty] | Residential - New | [5 empty] | Scenario 39 | [5 empty] | Commercial - Replacement | [5 empty] | Scenario 39 | [5 empty] | Commercial - New | [5 empty] | Scenario 39
[7 empty] | type of switching | [11 empty] | type of switching | [11 empty] | type of switching | [11 empty] | type of switching | [11 empty] | type of switching
[7 empty] | NWGF | NWGF+GWH | NWGF | NWGF+GWH | GWH | [7 empty] | NWGF | NWGF+GWH | NWGF | NWGF+GWH | GWH | [7 empty] | NWGF | NWGF+GWH | NWGF | NWGF+GWH | GWH | [7 empty] | NWGF | NWGF+GWH | NWGF | NWGF+GWH | GWH | [7 empty] | NWGF | NWGF+GWH | NWGF | NWGF+GWH | GWH
|  | Number of | Number | Number | % of Total | % of Impacted | --> | --> | --> | --> | --> |  |  | Number of | Number | Number | % of Total | % of Impacted | --> | --> | --> | --> | --> |  |  | Number of | Number | Number | % of Total | % of Impacted | --> | --> | --> | --> | --> |  |  | Number of | Number | Number | % of Total | % of Impacted | --> | --> | --> | --> | --> |  |  | Number of | Number | Number | % of Total | % of Impacted | --> | --> | --> | --> | -->
Level | Description | Buildings | Impacted | Switching | Switching | Swtiching | HP | HP+EWH | EF | EF+EWH | EWH | Level | Description | Buildings | Impacted | Switching | Switching | Swtiching | HP | HP+EWH | EF | EF+EWH | EWH | Level | Description | Buildings | Impacted | Switching | Switching | Swtiching | HP | HP+EWH | EF | EF+EWH | EWH | Level | Description | Buildings | Impacted | Switching | Switching | Swtiching | HP | HP+EWH | EF | EF+EWH | EWH | Level | Description | Buildings | Impacted | Switching | Switching | Swtiching | HP | HP+EWH | EF | EF+EWH | EWH
NWGF | [11 empty] | NWGF | [11 empty] | NWGF | [11 empty] | NWGF | [11 empty] | NWGF
1 | NWGF 90% | [10 empty] | 1 | NWGF 90% | [10 empty] | 1 | NWGF 90% | [10 empty] | 1 | NWGF 90% | [10 empty] | 1 | NWGF 90%
2 | NWGF 92% | 10000 | 4187 | 1034 | 10.34% | 24.7% | 785 | 108 | 103 | 27 | 11 | 2 | NWGF 92% | 7241 | 3467 | 868 | 11.99% | 25.04% | 701 | 44 | 97 | 15 | 11 | 2 | NWGF 92% | 2476 | 615 | 166 | 6.704% | 26.99% | 84 | 64 | 6 | 12 | 0 | 2 | NWGF 92% | 211 | 95 | 0 | 0% | 0% | 0 | 0 | 0 | 0 | 0 | 2 | NWGF 92% | 72 | 10 | 0 | 0% | 0% | 0 | 0 | 0 | 0 | 0
3 | NWGF 95% | [10 empty] | 3 | NWGF 95% | [10 empty] | 3 | NWGF 95% | [10 empty] | 3 | NWGF 95% | [10 empty] | 3 | NWGF 95%
4 | NWGF 98% | [10 empty] | 4 | NWGF 98% | [10 empty] | 4 | NWGF 98% | [10 empty] | 4 | NWGF 98% | [10 empty] | 4 | NWGF 98%
Simulation Results NORTH | [5 empty] | Scenario 39 | [5 empty] | Residential - North - Replacement | [5 empty] | Scenario 39 | [5 empty] | Residential - North - New | [5 empty] | Scenario 39 | [5 empty] | Commercial - North - Replacement | [5 empty] | Scenario 39 | [5 empty] | Commercial - North - New | [5 empty] | Scenario 39
[7 empty] | type of switching | [11 empty] | type of switching | [11 empty] | type of switching | [11 empty] | type of switching | [11 empty] | type of switching
[7 empty] | NWGF | NWGF+GWH | NWGF | NWGF+GWH | GWH | [7 empty] | NWGF | NWGF+GWH | NWGF | NWGF+GWH | GWH | [7 empty] | NWGF | NWGF+GWH | NWGF | NWGF+GWH | GWH | [7 empty] | NWGF | NWGF+GWH | NWGF | NWGF+GWH | GWH | [7 empty] | NWGF | NWGF+GWH | NWGF | NWGF+GWH | GWH
|  | Number of | Number | Number | % of Total | % of Impacted | --> | --> | --> | --> | --> |  |  | Number of | Number | Number | % of Total | % of Impacted | --> | --> | --> | --> | --> |  |  | Number of | Number | Number | % of Total | % of Impacted | --> | --> | --> | --> | --> |  |  | Number of | Number | Number | % of Total | % of Impacted | --> | --> | --> | --> | --> |  |  | Number of | Number | Number | % of Total | % of Impacted | --> | --> | --> | --> | -->
Level | Description | Buildings | Impacted | Switching | Switching | Swtiching | HP | HP+EWH | EF | EF+EWH | EWH | Level | Description | Buildings | Impacted | Switching | Switching | Swtiching | HP | HP+EWH | EF | EF+EWH | EWH | Level | Description | Buildings | Impacted | Switching | Switching | Swtiching | HP | HP+EWH | EF | EF+EWH | EWH | Level | Description | Buildings | Impacted | Switching | Switching | Swtiching | HP | HP+EWH | EF | EF+EWH | EWH | Level | Description | Buildings | Impacted | Switching | Switching | Swtiching | HP | HP+EWH | EF | EF+EWH | EWH
NWGF | [11 empty] | NWGF | [11 empty] | NWGF | [11 empty] | NWGF | [11 empty] | NWGF
1 | NWGF 90% | [10 empty] | 1 | NWGF 90% | [10 empty] | 1 | NWGF 90% | [10 empty] | 1 | NWGF 90% | [10 empty] | 1 | NWGF 90%
2 | NWGF 92% | 5299 | 1574 | 233 | 4.397% | 14.8% | 138 | 62 | 21 | 12 | 0 | 2 | NWGF 92% | 3779 | 1070 | 119 | 3.149% | 11.12% | 82 | 15 | 17 | 5 | 0 | 2 | NWGF 92% | 1341 | 461 | 114 | 8.501% | 24.73% | 56 | 47 | 4 | 7 | 0 | 2 | NWGF 92% | 133 | 33 | 0 | 0% | 0% | 0 | 0 | 0 | 0 | 0 | 2 | NWGF 92% | 46 | 10 | 0 | 0% | 0% | 0 | 0 | 0 | 0 | 0
3 | NWGF 95% | [10 empty] | 3 | NWGF 95% | [10 empty] | 3 | NWGF 95% | [10 empty] | 3 | NWGF 95% | [10 empty] | 3 | NWGF 95%
4 | NWGF 98% | [10 empty] | 4 | NWGF 98% | [10 empty] | 4 | NWGF 98% | [10 empty] | 4 | NWGF 98% | [10 empty] | 4 | NWGF 98%
Simulation Results Rest of Country | [5 empty] | Scenario 39 | [5 empty] | Residential - Rest of Country - Replacement | [5 empty] | Scenario 39 | [5 empty] | Residential - Rest of Country - New | [5 empty] | Scenario 39 | [5 empty] | Commercial - Rest of Country - Replacement | [5 empty] | Scenario 39 | [5 empty] | Commercial - Rest of Country - New | [5 empty] | Scenario 39
[7 empty] | type of switching | [11 empty] | type of switching | [11 empty] | type of switching | [11 empty] | type of switching | [11 empty] | type of switching
[7 empty] | NWGF | NWGF+GWH | NWGF | NWGF+GWH | GWH | [7 empty] | NWGF | NWGF+GWH | NWGF | NWGF+GWH | GWH | [7 empty] | NWGF | NWGF+GWH | NWGF | NWGF+GWH | GWH | [7 empty] | NWGF | NWGF+GWH | NWGF | NWGF+GWH | GWH | [7 empty] | NWGF | NWGF+GWH | NWGF | NWGF+GWH | GWH
|  | Number of | Number | Number | % of Total | % of Impacted | --> | --> | --> | --> | --> |  |  | Number of | Number | Number | % of Total | % of Impacted | --> | --> | --> | --> | --> |  |  | Number of | Number | Number | % of Total | % of Impacted | --> | --> | --> | --> | --> |  |  | Number of | Number | Number | % of Total | % of Impacted | --> | --> | --> | --> | --> |  |  | Number of | Number | Number | % of Total | % of Impacted | --> | --> | --> | --> | -->
Level | Description | Buildings | Impacted | Switching | Switching | Swtiching | HP | HP+EWH | EF | EF+EWH | EWH | Level | Description | Buildings | Impacted | Switching | Switching | Swtiching | HP | HP+EWH | EF | EF+EWH | EWH | Level | Description | Buildings | Impacted | Switching | Switching | Swtiching | HP | HP+EWH | EF | EF+EWH | EWH | Level | Description | Buildings | Impacted | Switching | Switching | Swtiching | HP | HP+EWH | EF | EF+EWH | EWH | Level | Description | Buildings | Impacted | Switching | Switching | Swtiching | HP | HP+EWH | EF | EF+EWH | EWH
NWGF | [11 empty] | NWGF | [11 empty] | NWGF | [11 empty] | NWGF | [11 empty] | NWGF
1 | NWGF 90% | [10 empty] | 1 | NWGF 90% | [10 empty] | 1 | NWGF 90% | [10 empty] | 1 | NWGF 90% | [10 empty] | 1 | NWGF 90%
2 | NWGF 92% | 4701 | 2613 | 801 | 17.04% | 30.65% | 647 | 46 | 82 | 15 | 11 | 2 | NWGF 92% | 3462 | 2397 | 749 | 21.63% | 31.25% | 619 | 29 | 80 | 10 | 11 | 2 | NWGF 92% | 1135 | 154 | 52 | 4.581% | 33.77% | 28 | 17 | 2 | 5 | 0 | 2 | NWGF 92% | 78 | 62 | 0 | 0% | 0% | 0 | 0 | 0 | 0 | 0 | 2 | NWGF 92% | 26 | 0 | 0 | 0% | #DIV/0! | 0 | 0 | 0 | 0 | 0
3 | NWGF 95% | [10 empty] | 3 | NWGF 95% | [10 empty] | 3 | NWGF 95% | [10 empty] | 3 | NWGF 95% | [10 empty] | 3 | NWGF 95%
4 | NWGF 98% | [10 empty] | 4 | NWGF 98% | [10 empty] | 4 | NWGF 98% | [10 empty] | 4 | NWGF 98% | [10 empty] | 4 | NWGF 98%
Simulation Results Senior Only | [5 empty] | Scenario 39 | [5 empty] | Simulation Results Senior Only - North | [5 empty] | Scenario 39 | [5 empty] | Simulation Results Senior Only - Rest of Country | [5 empty] | Scenario 39
[7 empty] | type of switching | [11 empty] | type of switching | [11 empty] | type of switching
[7 empty] | NWGF | NWGF+GWH | NWGF | NWGF+GWH | GWH | [7 empty] | NWGF | NWGF+GWH | NWGF | NWGF+GWH | GWH | [7 empty] | NWGF | NWGF+GWH | NWGF | NWGF+GWH | GWH
|  | Number of | Number | Number | % of Total | % of Impacted | --> | --> | --> | --> | --> |  |  | Number of | Number | Number | % of Total | % of Impacted | --> | --> | --> | --> | --> |  |  | Number of | Number | Number | % of Total | % of Impacted | --> | --> | --> | --> | -->
Level | Description | Buildings | Impacted | Switching | Switching | Swtiching | HP | HP+EWH | EF | EF+EWH | EWH | Level | Description | Buildings | Impacted | Switching | Switching | Swtiching | HP | HP+EWH | EF | EF+EWH | EWH | Level | Description | Buildings | Impacted | Switching | Switching | Swtiching | HP | HP+EWH | EF | EF+EWH | EWH
NWGF | [11 empty] | NWGF | [11 empty] | NWGF
1 | NWGF 90% | [10 empty] | 1 | NWGF 90% | [10 empty] | 1 | NWGF 90%
2 | NWGF 92% | 1455 | 540 | 134 | 9.21% | 24.81% | 99 | 11 | 22 | 1 | 1 | 2 | NWGF 92% | 794 | 183 | 27 | 3.401% | 14.75% | 15 | 4 | 8 | 0 | 0 | 2 | NWGF 92% | 661 | 357 | 107 | 16.19% | 29.97% | 84 | 7 | 14 | 1 | 1
3 | NWGF 95% | [10 empty] | 3 | NWGF 95% | [10 empty] | 3 | NWGF 95%
4 | NWGF 98% | [10 empty] | 4 | NWGF 98% | [10 empty] | 4 | NWGF 98%
Simulation Results Low Income Only | [5 empty] | Scenario 39 | [5 empty] | Simulation Results Low Income Only - North | [5 empty] | Scenario 39 | [5 empty] | Simulation Results Low Income Only - Rest of Country | [5 empty] | Scenario 39
[7 empty] | type of switching | [11 empty] | type of switching | [11 empty] | type of switching
[7 empty] | NWGF | NWGF+GWH | NWGF | NWGF+GWH | GWH | [7 empty] | NWGF | NWGF+GWH | NWGF | NWGF+GWH | GWH | [7 empty] | NWGF | NWGF+GWH | NWGF | NWGF+GWH | GWH
|  | Number of | Number | Number | % of Total | % of Impacted | --> | --> | --> | --> | --> |  |  | Number of | Number | Number | % of Total | % of Impacted | --> | --> | --> | --> | --> |  |  | Number of | Number | Number | % of Total | % of Impacted | --> | --> | --> | --> | -->
Level | Description | Buildings | Impacted | Switching | Switching | Swtiching | HP | HP+EWH | EF | EF+EWH | EWH | Level | Description | Buildings | Impacted | Switching | Switching | Swtiching | HP | HP+EWH | EF | EF+EWH | EWH | Level | Description | Buildings | Impacted | Switching | Switching | Swtiching | HP | HP+EWH | EF | EF+EWH | EWH
NWGF | [11 empty] | NWGF | [11 empty] | NWGF
1 | NWGF 90% | [10 empty] | 1 | NWGF 90% | [10 empty] | 1 | NWGF 90%
2 | NWGF 92% | 815 | 348 | 73 | 8.957% | 20.98% | 65 | 4 | 3 | 1 | 0 | 2 | NWGF 92% | 441 | 103 | 2 | 0.4535% | 1.942% | 2 | 0 | 0 | 0 | 0 | 2 | NWGF 92% | 374 | 245 | 71 | 18.98% | 28.98% | 63 | 4 | 3 | 1 | 0
3 | NWGF 95% | [10 empty] | 3 | NWGF 95% | [10 empty] | 3 | NWGF 95%
4 | NWGF 98% | [10 empty] | 4 | NWGF 98% | [10 empty] | 4 | NWGF 98%

## Scenario 39.55
Simulation Results NATIONAL - 10000 samples | [5 empty] | Scenario 39.55 | [5 empty] | Residential - Replacement | [5 empty] | Scenario 39.55 | [5 empty] | Residential - New | [5 empty] | Scenario 39.55 | [5 empty] | Commercial - Replacement | [5 empty] | Scenario 39.55 | [5 empty] | Commercial - New | [5 empty] | Scenario 39.55
[7 empty] | type of switching | [11 empty] | type of switching | [11 empty] | type of switching | [11 empty] | type of switching | [11 empty] | type of switching
[7 empty] | NWGF | NWGF+GWH | NWGF | NWGF+GWH | GWH | [7 empty] | NWGF | NWGF+GWH | NWGF | NWGF+GWH | GWH | [7 empty] | NWGF | NWGF+GWH | NWGF | NWGF+GWH | GWH | [7 empty] | NWGF | NWGF+GWH | NWGF | NWGF+GWH | GWH | [7 empty] | NWGF | NWGF+GWH | NWGF | NWGF+GWH | GWH
|  | Number of | Number | Number | % of Total | % of Impacted | --> | --> | --> | --> | --> |  |  | Number of | Number | Number | % of Total | % of Impacted | --> | --> | --> | --> | --> |  |  | Number of | Number | Number | % of Total | % of Impacted | --> | --> | --> | --> | --> |  |  | Number of | Number | Number | % of Total | % of Impacted | --> | --> | --> | --> | --> |  |  | Number of | Number | Number | % of Total | % of Impacted | --> | --> | --> | --> | -->
Level | Description | Buildings | Impacted | Switching | Switching | Swtiching | HP | HP+EWH | EF | EF+EWH | EWH | Level | Description | Buildings | Impacted | Switching | Switching | Swtiching | HP | HP+EWH | EF | EF+EWH | EWH | Level | Description | Buildings | Impacted | Switching | Switching | Swtiching | HP | HP+EWH | EF | EF+EWH | EWH | Level | Description | Buildings | Impacted | Switching | Switching | Swtiching | HP | HP+EWH | EF | EF+EWH | EWH | Level | Description | Buildings | Impacted | Switching | Switching | Swtiching | HP | HP+EWH | EF | EF+EWH | EWH
NWGF | [11 empty] | NWGF | [11 empty] | NWGF | [11 empty] | NWGF | [11 empty] | NWGF
1 | NWGF 90% | [10 empty] | 1 | NWGF 90% | [10 empty] | 1 | NWGF 90% | [10 empty] | 1 | NWGF 90% | [10 empty] | 1 | NWGF 90%
2 | NWGF 92% | 10000 | 3442 | 711 | 7.11% | 20.66% | 538 | 88 | 56 | 22 | 7 | 2 | NWGF 92% | 7241 | 2744 | 559 | 7.72% | 20.37% | 464 | 27 | 51 | 10 | 7 | 2 | NWGF 92% | 2476 | 602 | 152 | 6.139% | 25.25% | 74 | 61 | 5 | 12 | 0 | 2 | NWGF 92% | 211 | 86 | 0 | 0% | 0% | 0 | 0 | 0 | 0 | 0 | 2 | NWGF 92% | 72 | 10 | 0 | 0% | 0% | 0 | 0 | 0 | 0 | 0
3 | NWGF 95% | [10 empty] | 3 | NWGF 95% | [10 empty] | 3 | NWGF 95% | [10 empty] | 3 | NWGF 95% | [10 empty] | 3 | NWGF 95%
4 | NWGF 98% | [10 empty] | 4 | NWGF 98% | [10 empty] | 4 | NWGF 98% | [10 empty] | 4 | NWGF 98% | [10 empty] | 4 | NWGF 98%
Simulation Results NORTH | [5 empty] | Scenario 39.55 | [5 empty] | Residential - North - Replacement | [5 empty] | Scenario 39.55 | [5 empty] | Residential - North - New | [5 empty] | Scenario 39.55 | [5 empty] | Commercial - North - Replacement | [5 empty] | Scenario 39.55 | [5 empty] | Commercial - North - New | [5 empty] | Scenario 39.55
[7 empty] | type of switching | [11 empty] | type of switching | [11 empty] | type of switching | [11 empty] | type of switching | [11 empty] | type of switching
[7 empty] | NWGF | NWGF+GWH | NWGF | NWGF+GWH | GWH | [7 empty] | NWGF | NWGF+GWH | NWGF | NWGF+GWH | GWH | [7 empty] | NWGF | NWGF+GWH | NWGF | NWGF+GWH | GWH | [7 empty] | NWGF | NWGF+GWH | NWGF | NWGF+GWH | GWH | [7 empty] | NWGF | NWGF+GWH | NWGF | NWGF+GWH | GWH
|  | Number of | Number | Number | % of Total | % of Impacted | --> | --> | --> | --> | --> |  |  | Number of | Number | Number | % of Total | % of Impacted | --> | --> | --> | --> | --> |  |  | Number of | Number | Number | % of Total | % of Impacted | --> | --> | --> | --> | --> |  |  | Number of | Number | Number | % of Total | % of Impacted | --> | --> | --> | --> | --> |  |  | Number of | Number | Number | % of Total | % of Impacted | --> | --> | --> | --> | -->
Level | Description | Buildings | Impacted | Switching | Switching | Swtiching | HP | HP+EWH | EF | EF+EWH | EWH | Level | Description | Buildings | Impacted | Switching | Switching | Swtiching | HP | HP+EWH | EF | EF+EWH | EWH | Level | Description | Buildings | Impacted | Switching | Switching | Swtiching | HP | HP+EWH | EF | EF+EWH | EWH | Level | Description | Buildings | Impacted | Switching | Switching | Swtiching | HP | HP+EWH | EF | EF+EWH | EWH | Level | Description | Buildings | Impacted | Switching | Switching | Swtiching | HP | HP+EWH | EF | EF+EWH | EWH
NWGF | [11 empty] | NWGF | [11 empty] | NWGF | [11 empty] | NWGF | [11 empty] | NWGF
1 | NWGF 90% | [10 empty] | 1 | NWGF 90% | [10 empty] | 1 | NWGF 90% | [10 empty] | 1 | NWGF 90% | [10 empty] | 1 | NWGF 90%
2 | NWGF 92% | 5299 | 1506 | 219 | 4.133% | 14.54% | 133 | 60 | 14 | 12 | 0 | 2 | NWGF 92% | 3779 | 1008 | 106 | 2.805% | 10.52% | 77 | 14 | 10 | 5 | 0 | 2 | NWGF 92% | 1341 | 458 | 113 | 8.427% | 24.67% | 56 | 46 | 4 | 7 | 0 | 2 | NWGF 92% | 133 | 30 | 0 | 0% | 0% | 0 | 0 | 0 | 0 | 0 | 2 | NWGF 92% | 46 | 10 | 0 | 0% | 0% | 0 | 0 | 0 | 0 | 0
3 | NWGF 95% | [10 empty] | 3 | NWGF 95% | [10 empty] | 3 | NWGF 95% | [10 empty] | 3 | NWGF 95% | [10 empty] | 3 | NWGF 95%
4 | NWGF 98% | [10 empty] | 4 | NWGF 98% | [10 empty] | 4 | NWGF 98% | [10 empty] | 4 | NWGF 98% | [10 empty] | 4 | NWGF 98%
Simulation Results Rest of Country | [5 empty] | Scenario 39.55 | [5 empty] | Residential - Rest of Country - Replacement | [5 empty] | Scenario 39.55 | [5 empty] | Residential - Rest of Country - New | [5 empty] | Scenario 39.55 | [5 empty] | Commercial - Rest of Country - Replacement | [5 empty] | Scenario 39.55 | [5 empty] | Commercial - Rest of Country - New | [5 empty] | Scenario 39.55
[7 empty] | type of switching | [11 empty] | type of switching | [11 empty] | type of switching | [11 empty] | type of switching | [11 empty] | type of switching
[7 empty] | NWGF | NWGF+GWH | NWGF | NWGF+GWH | GWH | [7 empty] | NWGF | NWGF+GWH | NWGF | NWGF+GWH | GWH | [7 empty] | NWGF | NWGF+GWH | NWGF | NWGF+GWH | GWH | [7 empty] | NWGF | NWGF+GWH | NWGF | NWGF+GWH | GWH | [7 empty] | NWGF | NWGF+GWH | NWGF | NWGF+GWH | GWH
|  | Number of | Number | Number | % of Total | % of Impacted | --> | --> | --> | --> | --> |  |  | Number of | Number | Number | % of Total | % of Impacted | --> | --> | --> | --> | --> |  |  | Number of | Number | Number | % of Total | % of Impacted | --> | --> | --> | --> | --> |  |  | Number of | Number | Number | % of Total | % of Impacted | --> | --> | --> | --> | --> |  |  | Number of | Number | Number | % of Total | % of Impacted | --> | --> | --> | --> | -->
Level | Description | Buildings | Impacted | Switching | Switching | Swtiching | HP | HP+EWH | EF | EF+EWH | EWH | Level | Description | Buildings | Impacted | Switching | Switching | Swtiching | HP | HP+EWH | EF | EF+EWH | EWH | Level | Description | Buildings | Impacted | Switching | Switching | Swtiching | HP | HP+EWH | EF | EF+EWH | EWH | Level | Description | Buildings | Impacted | Switching | Switching | Swtiching | HP | HP+EWH | EF | EF+EWH | EWH | Level | Description | Buildings | Impacted | Switching | Switching | Swtiching | HP | HP+EWH | EF | EF+EWH | EWH
NWGF | [11 empty] | NWGF | [11 empty] | NWGF | [11 empty] | NWGF | [11 empty] | NWGF
1 | NWGF 90% | [10 empty] | 1 | NWGF 90% | [10 empty] | 1 | NWGF 90% | [10 empty] | 1 | NWGF 90% | [10 empty] | 1 | NWGF 90%
2 | NWGF 92% | 4701 | 1936 | 492 | 10.47% | 25.41% | 405 | 28 | 42 | 10 | 7 | 2 | NWGF 92% | 3462 | 1736 | 453 | 13.08% | 26.09% | 387 | 13 | 41 | 5 | 7 | 2 | NWGF 92% | 1135 | 144 | 39 | 3.436% | 27.08% | 18 | 15 | 1 | 5 | 0 | 2 | NWGF 92% | 78 | 56 | 0 | 0% | 0% | 0 | 0 | 0 | 0 | 0 | 2 | NWGF 92% | 26 | 0 | 0 | 0% | #DIV/0! | 0 | 0 | 0 | 0 | 0
3 | NWGF 95% | [10 empty] | 3 | NWGF 95% | [10 empty] | 3 | NWGF 95% | [10 empty] | 3 | NWGF 95% | [10 empty] | 3 | NWGF 95%
4 | NWGF 98% | [10 empty] | 4 | NWGF 98% | [10 empty] | 4 | NWGF 98% | [10 empty] | 4 | NWGF 98% | [10 empty] | 4 | NWGF 98%
Simulation Results Senior Only | [5 empty] | Scenario 39.55 | [5 empty] | Simulation Results Senior Only - North | [5 empty] | Scenario 39.55 | [5 empty] | Simulation Results Senior Only - Rest of Country | [5 empty] | Scenario 39.55
[7 empty] | type of switching | [11 empty] | type of switching | [11 empty] | type of switching
[7 empty] | NWGF | NWGF+GWH | NWGF | NWGF+GWH | GWH | [7 empty] | NWGF | NWGF+GWH | NWGF | NWGF+GWH | GWH | [7 empty] | NWGF | NWGF+GWH | NWGF | NWGF+GWH | GWH
|  | Number of | Number | Number | % of Total | % of Impacted | --> | --> | --> | --> | --> |  |  | Number of | Number | Number | % of Total | % of Impacted | --> | --> | --> | --> | --> |  |  | Number of | Number | Number | % of Total | % of Impacted | --> | --> | --> | --> | -->
Level | Description | Buildings | Impacted | Switching | Switching | Swtiching | HP | HP+EWH | EF | EF+EWH | EWH | Level | Description | Buildings | Impacted | Switching | Switching | Swtiching | HP | HP+EWH | EF | EF+EWH | EWH | Level | Description | Buildings | Impacted | Switching | Switching | Swtiching | HP | HP+EWH | EF | EF+EWH | EWH
NWGF | [11 empty] | NWGF | [11 empty] | NWGF
1 | NWGF 90% | [10 empty] | 1 | NWGF 90% | [10 empty] | 1 | NWGF 90%
2 | NWGF 92% | 1455 | 419 | 80 | 5.498% | 19.09% | 68 | 6 | 6 | 0 | 0 | 2 | NWGF 92% | 794 | 163 | 20 | 2.519% | 12.27% | 15 | 4 | 1 | 0 | 0 | 2 | NWGF 92% | 661 | 256 | 60 | 9.077% | 23.44% | 53 | 2 | 5 | 0 | 0
3 | NWGF 95% | [10 empty] | 3 | NWGF 95% | [10 empty] | 3 | NWGF 95%
4 | NWGF 98% | [10 empty] | 4 | NWGF 98% | [10 empty] | 4 | NWGF 98%
Simulation Results Low Income Only | [5 empty] | Scenario 39.55 | [5 empty] | Simulation Results Low Income Only - North | [5 empty] | Scenario 39.55 | [5 empty] | Simulation Results Low Income Only - Rest of Country | [5 empty] | Scenario 39.55
[7 empty] | type of switching | [11 empty] | type of switching | [11 empty] | type of switching
[7 empty] | NWGF | NWGF+GWH | NWGF | NWGF+GWH | GWH | [7 empty] | NWGF | NWGF+GWH | NWGF | NWGF+GWH | GWH | [7 empty] | NWGF | NWGF+GWH | NWGF | NWGF+GWH | GWH
|  | Number of | Number | Number | % of Total | % of Impacted | --> | --> | --> | --> | --> |  |  | Number of | Number | Number | % of Total | % of Impacted | --> | --> | --> | --> | --> |  |  | Number of | Number | Number | % of Total | % of Impacted | --> | --> | --> | --> | -->
Level | Description | Buildings | Impacted | Switching | Switching | Swtiching | HP | HP+EWH | EF | EF+EWH | EWH | Level | Description | Buildings | Impacted | Switching | Switching | Swtiching | HP | HP+EWH | EF | EF+EWH | EWH | Level | Description | Buildings | Impacted | Switching | Switching | Swtiching | HP | HP+EWH | EF | EF+EWH | EWH
NWGF | [11 empty] | NWGF | [11 empty] | NWGF
1 | NWGF 90% | [10 empty] | 1 | NWGF 90% | [10 empty] | 1 | NWGF 90%
2 | NWGF 92% | 815 | 236 | 25 | 3.067% | 10.59% | 25 | 0 | 0 | 0 | 0 | 2 | NWGF 92% | 441 | 90 | 2 | 0.4535% | 2.222% | 2 | 0 | 0 | 0 | 0 | 2 | NWGF 92% | 374 | 146 | 23 | 6.15% | 15.75% | 23 | 0 | 0 | 0 | 0
3 | NWGF 95% | [10 empty] | 3 | NWGF 95% | [10 empty] | 3 | NWGF 95%
4 | NWGF 98% | [10 empty] | 4 | NWGF 98% | [10 empty] | 4 | NWGF 98%